{"text_format":"1","workbook":"xlsx","n_sheets":15,"sheets":["Instructions","Project Info","Buildings and Areas","Inventory","Summary","Report","Fixture Schedule","Fixture Descriptions","Inspection Form","CPSE PAF","DSMT Export","Measure_Line_Item__c","Factor Tables","Utility Admin","Version Log"],"not_rendered":{"charts":3,"images":13,"macros":1,"external_links":0,"defined_names":28,"comments":1,"pivot_tables":3},"unopened":[],"bounds":{"document_bytes":16777216,"sheet_cells":100000,"rows_first":2000,"rows_last":500,"rows_between":2000,"halvings":0,"cell_chars":16384,"cell_head_chars":4096},"cells_cut":0,"cells_raw":0,"read":"whole","date_system":"1900"}

{"sheet":"Instructions","index":0,"n_rows":85,"n_cols":3,"rows_kept":85,"cut":false,"hidden":false,"merged":[[78,1,80,12],[65,1,65,12],[1,0,2,12],[60,1,64,12],[67,1,70,12],[74,1,76,12],[39,2,40,12],[41,2,42,12],[54,1,56,12],[50,1,51,12],[44,1,48,12],[52,1,52,8],[25,1,27,12],[29,1,32,12]]}
["Instructions"]
["This sheet provides basic instructions for using this calculator. Please contact the utility rebate program staff for further help or questions."]
[]
[]
["Getting Started"]
[]
[null,"After opening the file, enable macros if prompted. This tool uses macros to format the spreadsheets for different scenarios."]
[]
[]
[]
[]
[]
[]
[]
[]
[]
[]
[]
[]
[]
[]
[]
[]
["Project Info"]
[]
["-","Start with this sheet. Enter in all relevant information for the project. The minimum required fields are State, Utility, and Program; these fields have drop-downs. Once these have been filled in, macros will automatically un-hide the next sheets."]
[]
[]
[]
["-","Use the \"Copy data from previous version\" button to import a project from another lighting calculator version. At the end of this macro, you will be prompted to save the new file. You may overwrite the old lighting calculator that you imported from, or save it as a new filename. Note that this will not overwrite the blank calculator file that you opened, unless you specifically choose to overwrite that file in the save dialog. "]
[]
[]
[]
[]
["-","The \"Clear user data\" button clears all user-input cells and reverts the lighting calculator back to a \"fresh\" file."]
[]
["Buildings & Areas"]
[]
["-","First enter the project type (Retrofit or New Construction) if not already selected. "]
[null,"-","Retrofit projects are replacement of an existing lighting system and determine energy savings between pre-retrofit and post-retrofit fixture types. "]
[]
[null,"-","New Construction projects are new lighting installations and analyze savings by comparing the project's installed lighting power to building-code baseline. "]
[]
[]
["-","Use this sheet to define different area types for a project. Primarily this is used to determine operating hours for line items in the Inventory sheet. However, you can also break up a large project into smaller areas using this sheet. Fill in what you want to call the area in the first column (for example, \"1st floor\", \"2nd floor\"), and then select the relevant characteristics.  Also, use this to separate areas that have different operating characteristics, for example \"Warehouse\", \"Office Space\", and \"Parking Lot\". Building type operating hours are included in a table at the bottom of the sheet."]
[]
[]
[]
[]
[]
["-","Also, enter the area's conditioning type & heating equipment type if prompted. Installing more efficient lighting will reduce lighting heat load on cooling systems but result in more heating effort for heating systems. "]
[]
[null,"Example entry for Buildings and Areas"]
[]
["-","For new construction projects, also choose the code building type and enter the square footage for that area. The sheet will show you the code-baseline lighting power density (watts/square foot), and the calculator will compare that against the lighting installed in that space from the Inventory sheet to calculate savings."]
[]
[]
[]
["Inventory"]
[]
["-","This sheet is used to identify the pre-retrofit (if applicable) and new fixture types. Use one row per room & fixture type. Select the applicable building/area from the drop-down for each line item (these are the areas defined in the \"Buildings and Areas\" sheet) and enter a brief room description. Then enter the old and new lighting fixture equipment information. The \"Fixture Descriptions\" sheet provides the list of valid fixture codes & their descriptions, and can be filtered based on fixture technology type, lamp wattage, lamps/fixture, & lamp length (if applicable). "]
[]
[]
[]
[]
[null,"Example entry for lighting inventory with sample model #'s"]
[]
["-","For pre-retrofit fixtures, use the \"# of Non-Op Fixtures\" if there are currently any non-operating fixtures being replaced. Note that these fixtures should also be counted in the \"Total # of Fixtures\" column. In Line 3 of the example above, the pre-retrofit space has a total of 2 fixtures, 1/2 of which were non-operating (in this case, that means 2 of the lamps in a 4-lamp fixture). Line 4 shows that 2 of the 10 high bays were burned out."]
[]
[]
[]
[]
["-","Refer to the \"Control Descriptions\" sheet for expanded descriptions on the different selectable control types. "]
[]
["-","For post-retrofit fixtures, the \"LED0XX-TUBE\" fixture code may be used to reflect installation of LED linear tubes. In these cases, the post-retrofit quantity should reflect the total # of LED tubes installed for that line item. For Line 2 in the example, two 4-lamp fixtures had 8 total 12 watt LED tubes installed. "]
[]
[]
[]
["-","All LED fixtures are required to be listed on an accepted Qualified Product List (such as EnergyStar, \"ES\", or DesignLights Consortium, \"DLC\"). A \"Qualification\" must be selected for every post-retrofit line item. Note that the wattage listed for a product on EnergyStar or DLC might differ from the manufacturer's spec sheet."]
[]
[]
[]
[null,"www.designlights.org"]
[null,"www.energystar.gov/productfinder/product/certified-light-bulbs/results"]
[null,"www.energystar.gov/productfinder/product/certified-light-fixtures/results"]

{"sheet":"Project Info","index":1,"n_rows":23,"n_cols":15,"rows_kept":23,"cut":false,"hidden":false,"merged":[[22,1,22,11],[15,3,15,4],[14,3,14,4],[15,5,15,7],[17,5,18,7],[18,3,18,4],[1,14,1,22],[8,3,8,10],[20,3,20,10],[9,3,9,4],[9,8,9,10],[11,3,11,10],[12,3,12,8],[10,3,10,5],[10,9,10,10],[1,3,1,10],[3,3,3,10],[4,3,4,10],[7,3,7,5],[2,4,2,10]]}
[null,"CPS Energy Commercial Lighting Calculator",null,null,null,null,null,null,null,null,"v26.0 CPS",null,null,null,"↑ NOTE: IF THERE IS A RED \"SECURITY RISK\" BANNER"]
[null,null,"Assessed By:",null,null,null,null,null,null,null,null,null,null,null,"This calculator uses macros to help configure the tool. Some features may not work without macros enabled. To allow macros to function:"]
[null,null,"Project ID:","EA-",null,null,null,null,null,null,null,null,null,null,"1. Find the downloaded file, right-click on it and select \"Properties\""]
[null,null,"Project Name:",null,null,null,null,null,null,null,null,null,null,null,"2. On the \"General\" tab, under the \"Security\" section at the bottom check the box for \"Unblock\""]
[null,null,"Project Sponsor:",null,null,null,null,null,null,null,null,null,null,null,"3. Close and re-open the file"]
[]
[]
[null,null,"Program:"]
[null,null,"Contact Name:"]
[null,null,"Contact Phone:",null,null,null,null,"Contact Email:"]
[null,null,"Account Number:",null,null,null,null,null,"Name on Account:"]
[null,null,"Project Site Address:"]
[null,null,"City:",null,null,null,null,null,null,"ZIP Code:",null,{"$f":"IF(K13=\"\",0,IF(IFERROR(MATCH('Utility Admin'!#REF!,#REF!,0)>0,FALSE),IF(IFERROR(MATCH(K13,#REF!,0)>0,FALSE),0,1),0))","v":0}]
[]
[null,null,"Incentive Paid to:",null,null,null,null,null,"$/kWh","$/kW"]
[null,null,"Project Cost:",null,null,"Utility Rates:",null,null,7.5999999999999998E-2,0,null,null,"$/kWh"]
[]
[null,null,null,null,null,"Utility Data:",null,null,null,"Annual kWh"]
[null,null,"Project Completion Date:",null,null,null,null,null,null,"Peak Demand kW"]
[]
[null,null,"Project Decription:"]
[]
[null,"Any 4-foot T8 product being installed must meet CEE specifications for high performance or reduced wattage lamps (if applicable). Any LED product being installedmust be qualified by either DLC, Energy Star, or Lighting Facts (if applicable)."]

{"sheet":"Buildings and Areas","index":2,"n_rows":15,"n_cols":22,"rows_kept":15,"cut":false,"hidden":false,"merged":[[11,21,11,22],[12,21,12,22],[13,21,13,22],[14,3,16,3],[6,21,6,22],[7,21,7,22],[8,21,8,22],[9,21,9,22],[10,21,10,22],[1,1,1,2],[1,15,2,18],[3,7,3,8],[4,21,4,22],[5,21,5,22]]}
[null,null,null,null,null,null,null,null,null,null,null,null,null,null,"Hide","Hide","Hide","Hide","Hide","Hide","Hide"]
[null,"Project Type:"]
[null,null,null,null,null,null,"Base Exterior Site Allowance:",{"$f":"IFERROR(INDEX(BaseSiteAllowance,MATCH(H4,Zones,0)),0)","v":0},"W",null,null,null,null,null,null,null,null,null,null,null,{"$f":"OR(U5:U14)","v":false}]
[{"$f":"SUM(A5:A14)","v":0},"Enter Name of Building or Area:","Interior or Exterior:","Building Type** (for Operating Hours):","Air Conditioning Type:","Building or Exterior Area Type (for LPD):","Exterior Zone*:\n(If Applicable)",null,null,"Code Allowed Lighting Power Density","Stipulated Operating Hours","Custom Hours","Custom Summer CF","Custom Non-Coincident DF","Air Conditioning Type to Use","IEFd lookup","IEFe lookup","Hours to Use","Summer CF to use","Non-CF to Use","Errors?"]
[{"$f":"IF(AND(B5<>\"\",COUNTIF(B$5:B$14,B5)>1),1,\"\")","v":""},null,null,null,null,null,{"$f":"IFERROR(INDEX('Factor Tables'!C$61:C$113,MATCH(F5,'Factor Tables'!B$61:B$113,0)),\"\")","v":""},null,{"$f":"IF(F5=\"\",\"\",IFERROR(\"(W/\"&IFERROR(INDEX('Factor Tables'!D$61:D$113,MATCH(F5,'Factor Tables'!B$61:B$113,0)),\"\")&\"):\",\"\"))","v":""},{"$f":"IFERROR(IF($F5<>\"\",INDEX('Factor Tables'!E$61:H$113,MATCH(F5,'Factor Tables'!B$61:B$113,0),IF(C5=\"Exterior\",MATCH(H$4,'Factor Tables'!E$100:H$100,0),1)),\"\"),0)","v":""},{"$f":"IFERROR(INDEX('Factor Tables'!$C$4:$C$42,MATCH('Buildings and Areas'!D5,'Factor Tables'!$B$4:$B$42,0)),\"\")","v":""},"Deemed","Deemed","Deemed",{"$f":"IF(OR($C5=\"Exterior\",E5=\"\"),\"None\",E5)","v":"None"},{"$f":"IFERROR(INDEX('Factor Tables'!C$55:F$55,1,MATCH(E5,'Factor Tables'!C$54:F$54,0)),1)","v":1},{"$f":"IFERROR(INDEX('Factor Tables'!C$56:F$56,1,MATCH(E5,'Factor Tables'!C$54:F$54,0)),1)","v":1},{"$f":"IFERROR(IF(ISNUMBER(L5),L5,K5),0)","v":""},{"$f":"IFERROR(IF(ISNUMBER(M5),M5,INDEX('Factor Tables'!$D$4:$D$42,MATCH('Buildings and Areas'!D5,'Factor Tables'!$B$4:$B$42,0))),0)","v":0},{"$f":"IFERROR(IF(ISNUMBER(N5),N5,INDEX('Factor Tables'!$E$4:$E$42,MATCH('Buildings and Areas'!D5,'Factor Tables'!$B$4:$B$42,0))),0)","v":0},{"$f":"AND(D5>0,NOT(ISNUMBER(K5)))","v":false},{"$f":"IF(OR(L5<>\"Deemed\",M5<>\"Deemed\",N5<>\"Deemed\"),\"Custom values will require additional information or light logging to verify.\",\"\")","v":""}]
["",null,null,null,null,null,{"$f":"IFERROR(INDEX('Factor Tables'!C$61:C$113,MATCH(F6,'Factor Tables'!B$61:B$113,0)),\"\")","v":""},null,{"$f":"IF(F6=\"\",\"\",IFERROR(\"(W/\"&IFERROR(INDEX('Factor Tables'!D$61:D$113,MATCH(F6,'Factor Tables'!B$61:B$113,0)),\"\")&\"):\",\"\"))","v":""},{"$f":"IFERROR(IF($F6<>\"\",INDEX('Factor Tables'!E$61:H$113,MATCH(F6,'Factor Tables'!B$61:B$113,0),IF(C6=\"Exterior\",MATCH(H$4,'Factor Tables'!E$100:H$100,0),1)),\"\"),0)","v":""},{"$f":"IFERROR(INDEX('Factor Tables'!$C$4:$C$42,MATCH('Buildings and Areas'!D6,'Factor Tables'!$B$4:$B$42,0)),\"\")","v":""},"Deemed","Deemed","Deemed",{"$f":"IF(OR($C6=\"Exterior\",E6=\"\"),\"None\",E6)","v":"None"},{"$f":"IFERROR(INDEX('Factor Tables'!C$55:F$55,1,MATCH(E6,'Factor Tables'!C$54:F$54,0)),1)","v":1},{"$f":"IFERROR(INDEX('Factor Tables'!C$56:F$56,1,MATCH(E6,'Factor Tables'!C$54:F$54,0)),1)","v":1},{"$f":"IFERROR(IF(ISNUMBER(L6),L6,K6),0)","v":""},{"$f":"IFERROR(IF(ISNUMBER(M6),M6,INDEX('Factor Tables'!$D$4:$D$42,MATCH('Buildings and Areas'!D6,'Factor Tables'!$B$4:$B$42,0))),0)","v":0},{"$f":"IFERROR(IF(ISNUMBER(N6),N6,INDEX('Factor Tables'!$E$4:$E$42,MATCH('Buildings and Areas'!D6,'Factor Tables'!$B$4:$B$42,0))),0)","v":0},{"$f":"AND(D6>0,NOT(ISNUMBER(K6)))","v":false},{"$f":"IF(OR(L6<>\"Deemed\",M6<>\"Deemed\",N6<>\"Deemed\"),\"Custom values will require additional information or light logging to verify.\",\"\")","v":""}]
["",null,null,null,null,null,{"$f":"IFERROR(INDEX('Factor Tables'!C$61:C$113,MATCH(F7,'Factor Tables'!B$61:B$113,0)),\"\")","v":""},null,{"$f":"IF(F7=\"\",\"\",IFERROR(\"(W/\"&IFERROR(INDEX('Factor Tables'!D$61:D$113,MATCH(F7,'Factor Tables'!B$61:B$113,0)),\"\")&\"):\",\"\"))","v":""},{"$f":"IFERROR(IF($F7<>\"\",INDEX('Factor Tables'!E$61:H$113,MATCH(F7,'Factor Tables'!B$61:B$113,0),IF(C7=\"Exterior\",MATCH(H$4,'Factor Tables'!E$100:H$100,0),1)),\"\"),0)","v":""},{"$f":"IFERROR(INDEX('Factor Tables'!$C$4:$C$42,MATCH('Buildings and Areas'!D7,'Factor Tables'!$B$4:$B$42,0)),\"\")","v":""},"Deemed","Deemed","Deemed","None",{"$f":"IFERROR(INDEX('Factor Tables'!C$55:F$55,1,MATCH(E7,'Factor Tables'!C$54:F$54,0)),1)","v":1},{"$f":"IFERROR(INDEX('Factor Tables'!C$56:F$56,1,MATCH(E7,'Factor Tables'!C$54:F$54,0)),1)","v":1},"",{"$f":"IFERROR(IF(ISNUMBER(M7),M7,INDEX('Factor Tables'!$D$4:$D$42,MATCH('Buildings and Areas'!D7,'Factor Tables'!$B$4:$B$42,0))),0)","v":0},{"$f":"IFERROR(IF(ISNUMBER(N7),N7,INDEX('Factor Tables'!$E$4:$E$42,MATCH('Buildings and Areas'!D7,'Factor Tables'!$B$4:$B$42,0))),0)","v":0},false,""]
["",null,null,null,null,null,{"$f":"IFERROR(INDEX('Factor Tables'!C$61:C$113,MATCH(F8,'Factor Tables'!B$61:B$113,0)),\"\")","v":""},null,{"$f":"IF(F8=\"\",\"\",IFERROR(\"(W/\"&IFERROR(INDEX('Factor Tables'!D$61:D$113,MATCH(F8,'Factor Tables'!B$61:B$113,0)),\"\")&\"):\",\"\"))","v":""},{"$f":"IFERROR(IF($F8<>\"\",INDEX('Factor Tables'!E$61:H$113,MATCH(F8,'Factor Tables'!B$61:B$113,0),IF(C8=\"Exterior\",MATCH(H$4,'Factor Tables'!E$100:H$100,0),1)),\"\"),0)","v":""},{"$f":"IFERROR(INDEX('Factor Tables'!$C$4:$C$42,MATCH('Buildings and Areas'!D8,'Factor Tables'!$B$4:$B$42,0)),\"\")","v":""},"Deemed","Deemed","Deemed","None",{"$f":"IFERROR(INDEX('Factor Tables'!C$55:F$55,1,MATCH(E8,'Factor Tables'!C$54:F$54,0)),1)","v":1},{"$f":"IFERROR(INDEX('Factor Tables'!C$56:F$56,1,MATCH(E8,'Factor Tables'!C$54:F$54,0)),1)","v":1},"",{"$f":"IFERROR(IF(ISNUMBER(M8),M8,INDEX('Factor Tables'!$D$4:$D$42,MATCH('Buildings and Areas'!D8,'Factor Tables'!$B$4:$B$42,0))),0)","v":0},{"$f":"IFERROR(IF(ISNUMBER(N8),N8,INDEX('Factor Tables'!$E$4:$E$42,MATCH('Buildings and Areas'!D8,'Factor Tables'!$B$4:$B$42,0))),0)","v":0},false,""]
["",null,null,null,null,null,{"$f":"IFERROR(INDEX('Factor Tables'!C$61:C$113,MATCH(F9,'Factor Tables'!B$61:B$113,0)),\"\")","v":""},null,{"$f":"IF(F9=\"\",\"\",IFERROR(\"(W/\"&IFERROR(INDEX('Factor Tables'!D$61:D$113,MATCH(F9,'Factor Tables'!B$61:B$113,0)),\"\")&\"):\",\"\"))","v":""},{"$f":"IFERROR(IF($F9<>\"\",INDEX('Factor Tables'!E$61:H$113,MATCH(F9,'Factor Tables'!B$61:B$113,0),IF(C9=\"Exterior\",MATCH(H$4,'Factor Tables'!E$100:H$100,0),1)),\"\"),0)","v":""},{"$f":"IFERROR(INDEX('Factor Tables'!$C$4:$C$42,MATCH('Buildings and Areas'!D9,'Factor Tables'!$B$4:$B$42,0)),\"\")","v":""},"Deemed","Deemed","Deemed","None",{"$f":"IFERROR(INDEX('Factor Tables'!C$55:F$55,1,MATCH(E9,'Factor Tables'!C$54:F$54,0)),1)","v":1},{"$f":"IFERROR(INDEX('Factor Tables'!C$56:F$56,1,MATCH(E9,'Factor Tables'!C$54:F$54,0)),1)","v":1},"",{"$f":"IFERROR(IF(ISNUMBER(M9),M9,INDEX('Factor Tables'!$D$4:$D$42,MATCH('Buildings and Areas'!D9,'Factor Tables'!$B$4:$B$42,0))),0)","v":0},{"$f":"IFERROR(IF(ISNUMBER(N9),N9,INDEX('Factor Tables'!$E$4:$E$42,MATCH('Buildings and Areas'!D9,'Factor Tables'!$B$4:$B$42,0))),0)","v":0},false,""]
["",null,null,null,null,null,{"$f":"IFERROR(INDEX('Factor Tables'!C$61:C$113,MATCH(F10,'Factor Tables'!B$61:B$113,0)),\"\")","v":""},null,{"$f":"IF(F10=\"\",\"\",IFERROR(\"(W/\"&IFERROR(INDEX('Factor Tables'!D$61:D$113,MATCH(F10,'Factor Tables'!B$61:B$113,0)),\"\")&\"):\",\"\"))","v":""},{"$f":"IFERROR(IF($F10<>\"\",INDEX('Factor Tables'!E$61:H$113,MATCH(F10,'Factor Tables'!B$61:B$113,0),IF(C10=\"Exterior\",MATCH(H$4,'Factor Tables'!E$100:H$100,0),1)),\"\"),0)","v":""},{"$f":"IFERROR(INDEX('Factor Tables'!$C$4:$C$42,MATCH('Buildings and Areas'!D10,'Factor Tables'!$B$4:$B$42,0)),\"\")","v":""},"Deemed","Deemed","Deemed","None",{"$f":"IFERROR(INDEX('Factor Tables'!C$55:F$55,1,MATCH(E10,'Factor Tables'!C$54:F$54,0)),1)","v":1},{"$f":"IFERROR(INDEX('Factor Tables'!C$56:F$56,1,MATCH(E10,'Factor Tables'!C$54:F$54,0)),1)","v":1},"",{"$f":"IFERROR(IF(ISNUMBER(M10),M10,INDEX('Factor Tables'!$D$4:$D$42,MATCH('Buildings and Areas'!D10,'Factor Tables'!$B$4:$B$42,0))),0)","v":0},{"$f":"IFERROR(IF(ISNUMBER(N10),N10,INDEX('Factor Tables'!$E$4:$E$42,MATCH('Buildings and Areas'!D10,'Factor Tables'!$B$4:$B$42,0))),0)","v":0},false,""]
["",null,null,null,null,null,{"$f":"IFERROR(INDEX('Factor Tables'!C$61:C$113,MATCH(F11,'Factor Tables'!B$61:B$113,0)),\"\")","v":""},null,{"$f":"IF(F11=\"\",\"\",IFERROR(\"(W/\"&IFERROR(INDEX('Factor Tables'!D$61:D$113,MATCH(F11,'Factor Tables'!B$61:B$113,0)),\"\")&\"):\",\"\"))","v":""},{"$f":"IFERROR(IF($F11<>\"\",INDEX('Factor Tables'!E$61:H$113,MATCH(F11,'Factor Tables'!B$61:B$113,0),IF(C11=\"Exterior\",MATCH(H$4,'Factor Tables'!E$100:H$100,0),1)),\"\"),0)","v":""},{"$f":"IFERROR(INDEX('Factor Tables'!$C$4:$C$42,MATCH('Buildings and Areas'!D11,'Factor Tables'!$B$4:$B$42,0)),\"\")","v":""},"Deemed","Deemed","Deemed","None",{"$f":"IFERROR(INDEX('Factor Tables'!C$55:F$55,1,MATCH(E11,'Factor Tables'!C$54:F$54,0)),1)","v":1},{"$f":"IFERROR(INDEX('Factor Tables'!C$56:F$56,1,MATCH(E11,'Factor Tables'!C$54:F$54,0)),1)","v":1},"",{"$f":"IFERROR(IF(ISNUMBER(M11),M11,INDEX('Factor Tables'!$D$4:$D$42,MATCH('Buildings and Areas'!D11,'Factor Tables'!$B$4:$B$42,0))),0)","v":0},{"$f":"IFERROR(IF(ISNUMBER(N11),N11,INDEX('Factor Tables'!$E$4:$E$42,MATCH('Buildings and Areas'!D11,'Factor Tables'!$B$4:$B$42,0))),0)","v":0},false,""]
["",null,null,null,null,null,{"$f":"IFERROR(INDEX('Factor Tables'!C$61:C$113,MATCH(F12,'Factor Tables'!B$61:B$113,0)),\"\")","v":""},null,{"$f":"IF(F12=\"\",\"\",IFERROR(\"(W/\"&IFERROR(INDEX('Factor Tables'!D$61:D$113,MATCH(F12,'Factor Tables'!B$61:B$113,0)),\"\")&\"):\",\"\"))","v":""},{"$f":"IFERROR(IF($F12<>\"\",INDEX('Factor Tables'!E$61:H$113,MATCH(F12,'Factor Tables'!B$61:B$113,0),IF(C12=\"Exterior\",MATCH(H$4,'Factor Tables'!E$100:H$100,0),1)),\"\"),0)","v":""},{"$f":"IFERROR(INDEX('Factor Tables'!$C$4:$C$42,MATCH('Buildings and Areas'!D12,'Factor Tables'!$B$4:$B$42,0)),\"\")","v":""},"Deemed","Deemed","Deemed","None",{"$f":"IFERROR(INDEX('Factor Tables'!C$55:F$55,1,MATCH(E12,'Factor Tables'!C$54:F$54,0)),1)","v":1},{"$f":"IFERROR(INDEX('Factor Tables'!C$56:F$56,1,MATCH(E12,'Factor Tables'!C$54:F$54,0)),1)","v":1},"",{"$f":"IFERROR(IF(ISNUMBER(M12),M12,INDEX('Factor Tables'!$D$4:$D$42,MATCH('Buildings and Areas'!D12,'Factor Tables'!$B$4:$B$42,0))),0)","v":0},{"$f":"IFERROR(IF(ISNUMBER(N12),N12,INDEX('Factor Tables'!$E$4:$E$42,MATCH('Buildings and Areas'!D12,'Factor Tables'!$B$4:$B$42,0))),0)","v":0},false,""]
["",null,null,null,null,null,{"$f":"IFERROR(INDEX('Factor Tables'!C$61:C$113,MATCH(F13,'Factor Tables'!B$61:B$113,0)),\"\")","v":""},null,{"$f":"IF(F13=\"\",\"\",IFERROR(\"(W/\"&IFERROR(INDEX('Factor Tables'!D$61:D$113,MATCH(F13,'Factor Tables'!B$61:B$113,0)),\"\")&\"):\",\"\"))","v":""},{"$f":"IFERROR(IF($F13<>\"\",INDEX('Factor Tables'!E$61:H$113,MATCH(F13,'Factor Tables'!B$61:B$113,0),IF(C13=\"Exterior\",MATCH(H$4,'Factor Tables'!E$100:H$100,0),1)),\"\"),0)","v":""},{"$f":"IFERROR(INDEX('Factor Tables'!$C$4:$C$42,MATCH('Buildings and Areas'!D13,'Factor Tables'!$B$4:$B$42,0)),\"\")","v":""},"Deemed","Deemed","Deemed","None",{"$f":"IFERROR(INDEX('Factor Tables'!C$55:F$55,1,MATCH(E13,'Factor Tables'!C$54:F$54,0)),1)","v":1},{"$f":"IFERROR(INDEX('Factor Tables'!C$56:F$56,1,MATCH(E13,'Factor Tables'!C$54:F$54,0)),1)","v":1},"",{"$f":"IFERROR(IF(ISNUMBER(M13),M13,INDEX('Factor Tables'!$D$4:$D$42,MATCH('Buildings and Areas'!D13,'Factor Tables'!$B$4:$B$42,0))),0)","v":0},{"$f":"IFERROR(IF(ISNUMBER(N13),N13,INDEX('Factor Tables'!$E$4:$E$42,MATCH('Buildings and Areas'!D13,'Factor Tables'!$B$4:$B$42,0))),0)","v":0},false,""]
["",null,null,null,null,null,{"$f":"IFERROR(INDEX('Factor Tables'!C$61:C$113,MATCH(F14,'Factor Tables'!B$61:B$113,0)),\"\")","v":""},null,{"$f":"IF(F14=\"\",\"\",IFERROR(\"(W/\"&IFERROR(INDEX('Factor Tables'!D$61:D$113,MATCH(F14,'Factor Tables'!B$61:B$113,0)),\"\")&\"):\",\"\"))","v":""},{"$f":"IFERROR(IF($F14<>\"\",INDEX('Factor Tables'!E$61:H$113,MATCH(F14,'Factor Tables'!B$61:B$113,0),IF(C14=\"Exterior\",MATCH(H$4,'Factor Tables'!E$100:H$100,0),1)),\"\"),0)","v":""},{"$f":"IFERROR(INDEX('Factor Tables'!$C$4:$C$42,MATCH('Buildings and Areas'!D14,'Factor Tables'!$B$4:$B$42,0)),\"\")","v":""},"Deemed","Deemed","Deemed","None",{"$f":"IFERROR(INDEX('Factor Tables'!C$55:F$55,1,MATCH(E14,'Factor Tables'!C$54:F$54,0)),1)","v":1},{"$f":"IFERROR(INDEX('Factor Tables'!C$56:F$56,1,MATCH(E14,'Factor Tables'!C$54:F$54,0)),1)","v":1},"",{"$f":"IFERROR(IF(ISNUMBER(M14),M14,INDEX('Factor Tables'!$D$4:$D$42,MATCH('Buildings and Areas'!D14,'Factor Tables'!$B$4:$B$42,0))),0)","v":0},{"$f":"IFERROR(IF(ISNUMBER(N14),N14,INDEX('Factor Tables'!$E$4:$E$42,MATCH('Buildings and Areas'!D14,'Factor Tables'!$B$4:$B$42,0))),0)","v":0},false,""]
[null,null,null,"**Building type selection is subject to change upon inspection/verification by program staff"]

{"sheet":"Inventory","index":3,"n_rows":134,"n_cols":84,"rows_kept":134,"cut":false,"hidden":false,"merged":[[6,63,6,75],[111,49,117,49]]}
[null,null,null,null,null,null,null,null,null,null,null,null,null,null,null,null,null,null,null,null,null,null,null,null,null,null,null,null,null,"Hide","Hide","Hide","Hide","Hide","Hide","Hide","Hide","Hide","Hide","Hide","Hide","Hide","Hide","Hide","Hide","Hide","Hide","Hide","Hide","Hide","Hide","Hide","Hide","Hide","Hide","Hide","Hide","Hide","Hide","Hide","Hide","Hide","Hide","Hide","Hide","Hide","Hide","Hide","Hide","Hide","Hide","Hide","Hide","Hide","Hide","Hide","Hide","Hide","Hide","Hide","Hide","Hide","Hide","Hide"]
[null,"CPS Energy Commercial Lighting Calculator",null,null,null,null,null,null,null,null,null,null,null,null,null,null,null,null,null,null,null,null,null,null,null,{"$f":"IF(ProjectType=\"New Construction\",\"kW Total\",\"Annual kWh\")","v":"Annual kWh"},{"$f":"IF(ProjectType=\"New Construction\",\"\",\"Peak kW\")","v":"Peak kW"}]
[null,null,null,null,null,null,null,null,null,null,null,null,null,null,null,null,null,null,null,null,null,null,null,null,{"$f":"IF(ProjectType=\"New Construction\", \"Total\", \"% Savings\")","v":"% Savings"},{"$f":"IF(ProjectType=\"New Construction\",SUM(AZ9:AZ108),Summary!J7)","v":"N/A"},{"$f":"IF(ProjectType=\"New Construction\",\"\",Summary!L7)","v":"N/A"}]
[null,null,"Project Name:",{"$f":"IF('Project Info'!$D$4=\"\",\"\",'Project Info'!$D$4)","v":""},null,null,null,null,null,null,null,null,null,null,null,null,null,null,null,null,null,null,null,null,"Non-qualified",{"$f":"SUMIFS(AZ9:AZ108,CA9:CA108,\"Not Qualified\")","v":0}]
[null,null,null,null,null,null,null,null,null,null,null,null,null,null,"Incentive calculations are not guaranteed and are subject to program staff review prior to approval.",null,null,null,null,null,null,null,null,null,"% Non-qualified",{"$f":"IF(ProjectType=\"New Construction\",IFERROR(Z4/Z3,0),0)","v":0},null,null,null,null,null,null,null,null,null,null,null,null,null,null,null,null,null,null,null,null,null,null,null,null,null,null,null,null,null,null,null,null,null,null,null,null,null,"Yellow background cells are final retrofit savings calculations."]
[null,null,"Building areas with Purple Text use custom hours or CF.",null,null,null,null,null,null,null,null,null,null,null,null,null,null,null,null,null,null,null,null,null,null,null,null,null,null,"Non-capped Total Incentive","Cap Applied?"]
[null,null,"Space Description",null,"Pre-Retrofit Equipment",null,null,null,{"$f":"IF(ProjectType=\"New Construction\",\"New Construction Equipment\",\"Post-Retrofit Equipment\")","v":"Post-Retrofit Equipment"},null,null,null,null,{"$f":"IFERROR(VLOOKUP(\"M\",N9:N108,1,FALSE),IF(AND(ProjectType=\"New Construction\",Z5>0.1),\"N\",\"\"))","v":""},{"$f":"IF($O$4<>\"\",0,IFERROR(SUM(IF(ProjectType=\"New Construction\",O$112:O$121,O$9:O$108)),0))","v":0},{"$f":"IF($O$4<>\"\",0,IFERROR(IF(ProjectType=\"New Construction\",SUM(P112:P121),SUM(P$9:P$108)),0))","v":0},{"$f":"IF($O$4<>\"\",0,IFERROR(O7+P7,0))","v":0},{"$f":"IF($O$4<>\"\",0,IFERROR(SUM(IF(ProjectType=\"New Construction\",R$112:R$121,R$9:R$108)),0))","v":0},{"$f":"IF($O$4<>\"\",0,IFERROR(IF(ProjectType=\"New Construction\",SUM(S112:S121),SUM(S$9:S$108)),0))","v":0},{"$f":"IF($O$4<>\"\",0,IFERROR(R7+S7,0))","v":0},{"$f":"IF($O$4<>\"\",0,IFERROR(SUM(IF(ProjectType=\"New Construction\",U$112:U$121,U$9:U$108)),0))","v":0},{"$f":"IF($O$4<>\"\",0,IFERROR(IF(ProjectType=\"New Construction\",SUM(V112:V121),SUM(V$9:V$108)),0))","v":0},{"$f":"IF($O$4<>\"\",0,IFERROR(U7+V7,0))","v":0},{"$f":"IF($O$4<>\"\",0,IFERROR(IF(ProjectType = \"New Construction\",SUM(X112:X121),SUM(X$9:X$108)),0))","v":0},0,0,0,0,0,{"$f":"Z7+AA7","v":0},{"$f":"$AD$7>'Utility Admin'!$E$3","v":false},null,null,null,null,null,null,null,null,null,null,null,null,null,"Pre-Retrofit Equipment",null,null,null,null,null,{"$f":"IF(ProjectType=\"New Construction\",\"New Construction Equipment\",\"Post-Retrofit Equipment\")","v":"Post-Retrofit Equipment"},null,null,null,null,null,null,null,null,null,null,null,null,"Retrofit Savings",null,null,null,null,null,null,null,null,null,null,null,null,null,null,null,"Lighting",null,"Controls",null,{"$f":"OR(CF9:CF108)","v":false}]
[{"$f":"MATCH(\"END\",Inventory!$B:$B,0)-1","v":108},"Line\nItem","Building/Area Name","Room Description","Fixture Code","Quantity","# of\nNon-op\nFixtures","Control Device Description","Fixture Code or Fixture Schedule ID","Quantity","Control Device Description","Qualification","Model #","Eligible?","Lighting\nNon-Coinc kW","Controls\nNon-Coinc kW","Total\nNon-Coinc kW","Lighting\nPeak kW","Controls Peak kW","Total\nPeak kW","Lighting\nkWh","Controls\nkWh","Total\nkWh","Lighting Incentive","Controls Incentive","Non-capped Lighting Incentive","Non-capped Controls Incentive","Lighting Cost Estimate","Controls Cost Estimate","Fixture Code","Controls EUL","Lighting EUL","Building Type","Int/Ext","AOH","Summer\nCF","NCPF","Air Conditioning Type","NC Bldg Type","LPD Area","Custom Hours","Custom CF","Summer IEF demand","IEF Energy","kW per\nFixture *","kW per Space w/no Controls","kW per Space w/pre Controls","kWh per Space w/no Controls","kWh per Space w/pre Controls","CAF","kW per\nFixture","kW per space w/o controls","kW per Space w/pre Controls","kW/space w/pre ctrls (Qual adjusted)","kW per Space w/post Controls","kWh per Space w/pre Controls","kWh/space w/pre ctrls (Qual adjusted)","kWH per Space w/post Controls","CAF_post","CAF_NC","Line Item % Contr to Project (LTG)","Line Item % Contr to Project (Cntrl)","Line Item % Contr to B/A","LTG CP kW","LTG CP kW * IEF_S","LTG CP kW * IEF_S * DF_S *CAF_NC","Max LTG CP kW","LTG NCP kW","CTRL CP kW","CTRL CP kW * IEF_S","CTRL CP kW * IEF_S * CF_S","CTRL NCP kW","kWh LTG","kWh LTG * IEF_E * CAF_NC","kWh CTRL","kWh CTRL * IEF_E","Lamp Type","Label","Qualification final","$/NCPkW","$/kWh","$/NCPkW","$/kWh","Error?"]
[null,1,null,null,null,null,null,null,null,null,null,null,null,{"$f":"IF(OR(I9=\"\",J9=\"\",AND(ProjectType=\"Retrofit\",OR(E9=\"\",F9=\"\"))),\"-\",IF(OR(CA9=0,CA9=\"Not Qualified\"),\"N\",IFERROR(INDEX('Fixture Descriptions'!K:K,MATCH(AD9,'Fixture Descriptions'!A:A,0)),\"N\")))","v":"-"},{"$f":"IFERROR(ROUND(IF(OR(N9<>\"Y\",$O$4<>\"\"),0,IF(ProjectType=\"New Construction\",0,\nMAX(ABS(BP9),ABS(R9))*IF(BP9<0,-1,1))),2),0)","v":0},{"$f":"ROUND(IF($O$4<>\"\",0,IF(ProjectType=\"New Construction\",0,MAX(BT9,S9))),2)","v":0},{"$f":"O9+P9","v":0},{"$f":"ROUND(IF(OR(N9<>\"Y\",$O$4<>\"\"),0,IFERROR(IF(ProjectType=\"New Construction\",0,BO9),0)),2)","v":0},{"$f":"ROUND(IF($O$4<>\"\",0,IF(ProjectType=\"New Construction\",0,BS9)),2)","v":0},{"$f":"R9+S9","v":0},{"$f":"ROUND(IF(OR(N9<>\"Y\",$O$4<>\"\"),0,IFERROR(IF(ProjectType=\"New Construction\",0,BV9),0)),0)","v":0},{"$f":"ROUND(IF($O$4<>\"\",0,IF(ProjectType=\"New Construction\",0,BX9)),0)","v":0},{"$f":"U9+V9","v":0},{"$f":"ROUND(IFERROR(IF($AE$7,BI9*MaxIncentive,Inventory!Z9),0),2)","v":0},{"$f":"ROUND(IFERROR(IF($AE$7,BJ9*MaxIncentive,AA9),0),2)","v":0},{"$f":"ROUND(IFERROR(CC9*$U9+CB9*$O9,0),2)","v":0},{"$f":"ROUND(IFERROR(CE9*$V9+CD9*$P9,0),2)","v":0},{"$f":"IFERROR(ROUND(IF(U9=0,0,U9/$W$7*ProjectCost),2),0)","v":0},{"$f":"IFERROR(ROUND(IF(V9=0,0,V9/$W$7*ProjectCost),2),0)","v":0},{"$f":"IF(I9=\"\",\"\",IFERROR(VLOOKUP(I9,'Fixture Schedule'!$C$9:$D$58,2,0),I9))","v":""},{"$f":"10","v":10},{"$f":"IFERROR(VLOOKUP(IF(I9=\"REMOVED\",E9,AD9),'Fixture Descriptions'!A:J,10,FALSE),0)","v":0},{"$f":"IFERROR(INDEX('Buildings and Areas'!D$5:D$14,MATCH($C9,'Buildings and Areas'!$B$5:$B$14,0),1),\"\")","v":""},{"$f":"IFERROR(INDEX('Buildings and Areas'!C$5:C$14,MATCH($C9,'Buildings and Areas'!$B$5:$B$14,0),1),\"\")","v":""},{"$f":"IFERROR(INDEX('Buildings and Areas'!R$5:R$14,MATCH($C9,'Buildings and Areas'!$B$5:$B$14,0),1),0)","v":0},{"$f":"IFERROR(INDEX('Buildings and Areas'!S$5:S$14,MATCH($C9,'Buildings and Areas'!$B$5:$B$14,0),1),0)","v":0},{"$f":"IFERROR(INDEX('Buildings and Areas'!T$5:T$14,MATCH($C9,'Buildings and Areas'!$B$5:$B$14,0),1),0)","v":0},{"$f":"IFERROR(INDEX('Buildings and Areas'!O$5:O$14,MATCH($C9,'Buildings and Areas'!$B$5:$B$14,0),1),\"\")","v":""},{"$f":"IFERROR(INDEX('Buildings and Areas'!F$5:F$14,MATCH($C9,'Buildings and Areas'!$B$5:$B$14,0),1)&IF(AH9=\"Exterior\",\": \"&'Buildings and Areas'!$H$4,\"\"),\"\")","v":""},{"$f":"IFERROR(INDEX('Buildings and Areas'!H$5:H$14,MATCH($C9,'Buildings and Areas'!$B$5:$B$14,0),1),\"\")","v":""},{"$f":"IFERROR(IF(INDEX('Buildings and Areas'!L$5:L$14,MATCH($C9,'Buildings and Areas'!$B$5:$B$14,0),1)=\"\",\"Deemed\",INDEX('Buildings and Areas'!L$5:L$14,MATCH($C9,'Buildings and Areas'!$B$5:$B$14,0),1)),\"\")","v":""},{"$f":"IFERROR(IF(INDEX('Buildings and Areas'!M$5:M$14,MATCH($C9,'Buildings and Areas'!$B$5:$B$14,0),1)=\"\",\"Deemed\",INDEX('Buildings and Areas'!M$5:M$14,MATCH($C9,'Buildings and Areas'!$B$5:$B$14,0),1)),\"\")","v":""},{"$f":"IFERROR(INDEX('Buildings and Areas'!P$5:P$14,MATCH($C9,'Buildings and Areas'!$B$5:$B$14,0),1),0)","v":0},{"$f":"IFERROR(INDEX('Buildings and Areas'!Q$5:Q$14,MATCH($C9,'Buildings and Areas'!$B$5:$B$14,0),1),0)","v":0},{"$f":"IF(OR($AG9=\"\",$E9=\"\",$F9=\"\"),0,IF($F$124>0.1,(VLOOKUP($E9,'Fixture Descriptions'!$A:$I,8,0)/1000)*(1-$G$124),(VLOOKUP($E9,'Fixture Descriptions'!$A:$I,8,0)/1000)))","v":0},{"$f":"$F9*$AS9","v":0},{"$f":"$AT9*$AX9","v":0},{"$f":"$F9*$AS9*$AI9","v":0},{"$f":"AV9*AX9","v":0},{"$f":"IFERROR(IF(AH9=\"Exterior\",1,IF(ProjectType=\"New Construction\",1-'Factor Tables'!$C$46,1-INDEX('Factor Tables'!C$46:C$51,MATCH(Inventory!$H9,'Factor Tables'!$B$46:$B$51,0)))),1)","v":1},{"$f":"IF(I9=\"REMOVED\",0,IF($AD9<>\"\",VLOOKUP($AD9,'Fixture Descriptions'!$A:$I,8,0)/1000,0))","v":0},{"$f":"AY9*J9","v":0},{"$f":"$J9*$AY9*$AX9","v":0},{"$f":"$J9*$AY9*$AX9*IF(AND($CA9=\"Not qualified\",ProjectType=\"New Construction\"),0,1)","v":0},{"$f":"$J9*$AY9*$BG9*IF(ProjectType=\"New Construction\",AX9,1)","v":0},{"$f":"$J9*$AY9*$AI9*AX9","v":0},{"$f":"$J9*$AY9*$AI9*AX9*IF(AND($CA9=\"Not qualified\",ProjectType=\"New Construction\"),0,1)","v":0},{"$f":"$J9*$AY9*$AI9*BG9*IF(ProjectType=\"New Construction\",AX9,1)","v":0},{"$f":"IFERROR(IF(OR($AG9=\"\",$K9=\"\",AH9=\"Exterior\"),1,1-INDEX('Factor Tables'!C$46:D$51,MATCH(Inventory!$K9,'Factor Tables'!$B$46:$B$51,0),IF(ProjectType=\"Retrofit\",1,2))),1)","v":1},null,{"$f":"IFERROR(U9/W$7,0)","v":0},{"$f":"IFERROR(V9/W$7,0)","v":0},{"$f":"IFERROR(BA9/INDEX(BA$112:BA$121,MATCH(C9,C$112:C$121,0)),0)","v":0},{"$f":"$AU9-$BA9","v":0},{"$f":"$BL9*AQ9","v":0},{"$f":"BM9*AJ9","v":0},{"$f":"IF(AND(OR(CA9=\"Not qualified\",CA9=\"\"),ProjectType=\"Retrofit\"),0,BN9)","v":0},{"$f":"IF(AND(OR(CA9=\"Not qualified\", CA9=\"\"), ProjectType=\"Retrofit\"),0,BL9*AR9*AK9)","v":0},{"$f":"$BA9-$BC9","v":0},{"$f":"$BQ9*AQ9","v":0},{"$f":"$BR9*AJ9","v":0},{"$f":"BQ9*AR9*AK9","v":0},{"$f":"$AW9-$BD9","v":0},{"$f":"IF(AND(OR(CA9=\"Not qualified\",CA9=\"\"),ProjectType=\"Retrofit\"),0,$BU9*AR9)","v":0},{"$f":"$BD9-$BF9","v":0},{"$f":"$BW9*AR9","v":0},{"$f":"IFERROR(VLOOKUP(IF($AD9=\"Removed\",E9,$AD9),'Fixture Descriptions'!$A:$I,9,0),\"\")","v":0},{"$f":"IF($AD9=\"\",\"\",VLOOKUP($AD9,'Fixture Descriptions'!$A:$I,2,0))","v":""},{"$f":"IF(I9=\"\",\"\",IF(I9=\"Removed\",\"N/A\",IF(IFERROR(VLOOKUP(I9,'Fixture Schedule'!$C$9:$G$58,5,0),L9)=\"\",\"Not Qualified\",IFERROR(VLOOKUP(I9,'Fixture Schedule'!$C$9:$G$58,5,0),L9))))","v":""},{"$f":"IFERROR(INDEX('Utility Admin'!$F$3:$AW$3,1,MATCH(1,(CB$8='Utility Admin'!$F$1:$AW$1)*(Inventory!$AH9='Utility Admin'!$F$2:$AW$2)*(Inventory!$BY9=('Utility Admin'!$F$4:$AW$4)),0)),0)","v":0},{"$f":"IFERROR(INDEX('Utility Admin'!$F$3:$AW$3,1,MATCH(1,(CC$8='Utility Admin'!$F$1:$AW$1)*(Inventory!$AH9='Utility Admin'!$F$2:$AW$2)*(Inventory!$BY9=('Utility Admin'!$F$4:$AW$4)),0)),0)","v":0},{"$f":"IFERROR(INDEX('Utility Admin'!$F$3:$AW$3,1,MATCH(1,(CB$8='Utility Admin'!$F$1:$AW$1)*(Inventory!$AH9='Utility Admin'!$F$2:$AW$2)*(\"Lighting Controls\"=('Utility Admin'!$F$4:$AW$4)),0)),0)","v":0},{"$f":"IFERROR(INDEX('Utility Admin'!$F$3:$AW$3,1,MATCH(1,(CC$8='Utility Admin'!$F$1:$AW$1)*(Inventory!$AH9='Utility Admin'!$F$2:$AW$2)*(\"Lighting Controls\"=('Utility Admin'!$F$4:$AW$4)),0)),0)","v":0},{"$f":"OR(AND(E9>0,ISNA(AS9)),AND(I9>0,ISNA(AY9)))","v":false}]
[null,{"$f":"B9+1","v":2},null,null,null,null,null,null,null,null,null,null,null,{"$f":"IF(OR(I10=\"\",J10=\"\",AND(ProjectType=\"Retrofit\",OR(E10=\"\",F10=\"\"))),\"-\",IF(OR(CA10=0,CA10=\"Not Qualified\"),\"N\",IFERROR(INDEX('Fixture Descriptions'!K:K,MATCH(AD10,'Fixture Descriptions'!A:A,0)),\"N\")))","v":"-"},0,0,{"$f":"O10+P10","v":0},0,0,{"$f":"R10+S10","v":0},0,0,{"$f":"U10+V10","v":0},{"$f":"ROUND(IFERROR(IF($AE$7,BI10*MaxIncentive,Inventory!Z10),0),2)","v":0},0,0,0,0,0,{"$f":"IF(I10=\"\",\"\",IFERROR(VLOOKUP(I10,'Fixture Schedule'!$C$9:$D$58,2,0),I10))","v":""},{"$f":"10","v":10},{"$f":"IFERROR(VLOOKUP(IF(I10=\"REMOVED\",E10,AD10),'Fixture Descriptions'!A:J,10,FALSE),0)","v":0},{"$f":"IFERROR(INDEX('Buildings and Areas'!D$5:D$14,MATCH($C10,'Buildings and Areas'!$B$5:$B$14,0),1),\"\")","v":""},{"$f":"IFERROR(INDEX('Buildings and Areas'!C$5:C$14,MATCH($C10,'Buildings and Areas'!$B$5:$B$14,0),1),\"\")","v":""},{"$f":"IFERROR(INDEX('Buildings and Areas'!R$5:R$14,MATCH($C10,'Buildings and Areas'!$B$5:$B$14,0),1),0)","v":0},{"$f":"IFERROR(INDEX('Buildings and Areas'!S$5:S$14,MATCH($C10,'Buildings and Areas'!$B$5:$B$14,0),1),0)","v":0},{"$f":"IFERROR(INDEX('Buildings and Areas'!T$5:T$14,MATCH($C10,'Buildings and Areas'!$B$5:$B$14,0),1),0)","v":0},{"$f":"IFERROR(INDEX('Buildings and Areas'!O$5:O$14,MATCH($C10,'Buildings and Areas'!$B$5:$B$14,0),1),\"\")","v":""},{"$f":"IFERROR(INDEX('Buildings and Areas'!F$5:F$14,MATCH($C10,'Buildings and Areas'!$B$5:$B$14,0),1)&IF(AH10=\"Exterior\",\": \"&'Buildings and Areas'!$H$4,\"\"),\"\")","v":""},{"$f":"IFERROR(INDEX('Buildings and Areas'!H$5:H$14,MATCH($C10,'Buildings and Areas'!$B$5:$B$14,0),1),\"\")","v":""},{"$f":"IFERROR(IF(INDEX('Buildings and Areas'!L$5:L$14,MATCH($C10,'Buildings and Areas'!$B$5:$B$14,0),1)=\"\",\"Deemed\",INDEX('Buildings and Areas'!L$5:L$14,MATCH($C10,'Buildings and Areas'!$B$5:$B$14,0),1)),\"\")","v":""},{"$f":"IFERROR(IF(INDEX('Buildings and Areas'!M$5:M$14,MATCH($C10,'Buildings and Areas'!$B$5:$B$14,0),1)=\"\",\"Deemed\",INDEX('Buildings and Areas'!M$5:M$14,MATCH($C10,'Buildings and Areas'!$B$5:$B$14,0),1)),\"\")","v":""},{"$f":"IFERROR(INDEX('Buildings and Areas'!P$5:P$14,MATCH($C10,'Buildings and Areas'!$B$5:$B$14,0),1),0)","v":0},{"$f":"IFERROR(INDEX('Buildings and Areas'!Q$5:Q$14,MATCH($C10,'Buildings and Areas'!$B$5:$B$14,0),1),0)","v":0},{"$f":"IF(OR($AG10=\"\",$E10=\"\",$F10=\"\"),0,IF($F$124>0.1,(VLOOKUP($E10,'Fixture Descriptions'!$A:$I,8,0)/1000)*(1-$G$124),(VLOOKUP($E10,'Fixture Descriptions'!$A:$I,8,0)/1000)))","v":0},0,{"$f":"$AT10*$AX10","v":0},0,{"$f":"AV10*AX10","v":0},{"$f":"IFERROR(IF(AH10=\"Exterior\",1,IF(ProjectType=\"New Construction\",1-'Factor Tables'!$C$46,1-INDEX('Factor Tables'!C$46:C$51,MATCH(Inventory!$H10,'Factor Tables'!$B$46:$B$51,0)))),1)","v":1},{"$f":"IF(I10=\"REMOVED\",0,IF($AD10<>\"\",VLOOKUP($AD10,'Fixture Descriptions'!$A:$I,8,0)/1000,0))","v":0},0,0,0,0,{"$f":"$J10*$AY10*$AI10*AX10","v":0},0,0,{"$f":"IFERROR(IF(OR($AG10=\"\",$K10=\"\",AH10=\"Exterior\"),1,1-INDEX('Factor Tables'!C$46:D$51,MATCH(Inventory!$K10,'Factor Tables'!$B$46:$B$51,0),IF(ProjectType=\"Retrofit\",1,2))),1)","v":1},null,0,0,0,0,0,{"$f":"BM10*AJ10","v":0},{"$f":"IF(AND(OR(CA10=\"Not qualified\",CA10=\"\"),ProjectType=\"Retrofit\"),0,BN10)","v":0},0,{"$f":"$BA10-$BC10","v":0},0,0,0,0,0,{"$f":"$BD10-$BF10","v":0},0,{"$f":"IFERROR(VLOOKUP(IF($AD10=\"Removed\",E10,$AD10),'Fixture Descriptions'!$A:$I,9,0),\"\")","v":0},{"$f":"IF($AD10=\"\",\"\",VLOOKUP($AD10,'Fixture Descriptions'!$A:$I,2,0))","v":""},{"$f":"IF(I10=\"\",\"\",IF(I10=\"Removed\",\"N/A\",IF(IFERROR(VLOOKUP(I10,'Fixture Schedule'!$C$9:$G$58,5,0),L10)=\"\",\"Not Qualified\",IFERROR(VLOOKUP(I10,'Fixture Schedule'!$C$9:$G$58,5,0),L10))))","v":""},{"$f":"IFERROR(INDEX('Utility Admin'!$F$3:$AW$3,1,MATCH(1,(CB$8='Utility Admin'!$F$1:$AW$1)*(Inventory!$AH10='Utility Admin'!$F$2:$AW$2)*(Inventory!$BY10=('Utility Admin'!$F$4:$AW$4)),0)),0)","v":0},{"$f":"IFERROR(INDEX('Utility Admin'!$F$3:$AW$3,1,MATCH(1,(CC$8='Utility Admin'!$F$1:$AW$1)*(Inventory!$AH10='Utility Admin'!$F$2:$AW$2)*(Inventory!$BY10=('Utility Admin'!$F$4:$AW$4)),0)),0)","v":0},{"$f":"IFERROR(INDEX('Utility Admin'!$F$3:$AW$3,1,MATCH(1,(CB$8='Utility Admin'!$F$1:$AW$1)*(Inventory!$AH10='Utility Admin'!$F$2:$AW$2)*(\"Lighting Controls\"=('Utility Admin'!$F$4:$AW$4)),0)),0)","v":0},{"$f":"IFERROR(INDEX('Utility Admin'!$F$3:$AW$3,1,MATCH(1,(CC$8='Utility Admin'!$F$1:$AW$1)*(Inventory!$AH10='Utility Admin'!$F$2:$AW$2)*(\"Lighting Controls\"=('Utility Admin'!$F$4:$AW$4)),0)),0)","v":0},false]
[null,{"$f":"B10+1","v":3},null,null,null,null,null,null,null,null,null,null,null,{"$f":"IF(OR(I11=\"\",J11=\"\",AND(ProjectType=\"Retrofit\",OR(E11=\"\",F11=\"\"))),\"-\",IF(OR(CA11=0,CA11=\"Not Qualified\"),\"N\",IFERROR(INDEX('Fixture Descriptions'!K:K,MATCH(AD11,'Fixture Descriptions'!A:A,0)),\"N\")))","v":"-"},{"$f":"IFERROR(ROUND(IF(OR(N11<>\"Y\",$O$4<>\"\"),0,IF(ProjectType=\"New Construction\",0,\nMAX(ABS(BP11),ABS(R11))*IF(BP11<0,-1,1))),2),0)","v":0},{"$f":"ROUND(IF($O$4<>\"\",0,IF(ProjectType=\"New Construction\",0,MAX(BT11,S11))),2)","v":0},{"$f":"O11+P11","v":0},{"$f":"ROUND(IF(OR(N11<>\"Y\",$O$4<>\"\"),0,IFERROR(IF(ProjectType=\"New Construction\",0,BO11),0)),2)","v":0},{"$f":"ROUND(IF($O$4<>\"\",0,IF(ProjectType=\"New Construction\",0,BS11)),2)","v":0},{"$f":"R11+S11","v":0},{"$f":"ROUND(IF(OR(N11<>\"Y\",$O$4<>\"\"),0,IFERROR(IF(ProjectType=\"New Construction\",0,BV11),0)),0)","v":0},{"$f":"ROUND(IF($O$4<>\"\",0,IF(ProjectType=\"New Construction\",0,BX11)),0)","v":0},{"$f":"U11+V11","v":0},{"$f":"ROUND(IFERROR(IF($AE$7,BI11*MaxIncentive,Inventory!Z11),0),2)","v":0},{"$f":"ROUND(IFERROR(IF($AE$7,BJ11*MaxIncentive,AA11),0),2)","v":0},{"$f":"ROUND(IFERROR(CC11*$U11+CB11*$O11,0),2)","v":0},{"$f":"ROUND(IFERROR(CE11*$V11+CD11*$P11,0),2)","v":0},{"$f":"IFERROR(ROUND(IF(U11=0,0,U11/$W$7*ProjectCost),2),0)","v":0},{"$f":"IFERROR(ROUND(IF(V11=0,0,V11/$W$7*ProjectCost),2),0)","v":0},{"$f":"IF(I11=\"\",\"\",IFERROR(VLOOKUP(I11,'Fixture Schedule'!$C$9:$D$58,2,0),I11))","v":""},{"$f":"10","v":10},{"$f":"IFERROR(VLOOKUP(IF(I11=\"REMOVED\",E11,AD11),'Fixture Descriptions'!A:J,10,FALSE),0)","v":0},{"$f":"IFERROR(INDEX('Buildings and Areas'!D$5:D$14,MATCH($C11,'Buildings and Areas'!$B$5:$B$14,0),1),\"\")","v":""},{"$f":"IFERROR(INDEX('Buildings and Areas'!C$5:C$14,MATCH($C11,'Buildings and Areas'!$B$5:$B$14,0),1),\"\")","v":""},{"$f":"IFERROR(INDEX('Buildings and Areas'!R$5:R$14,MATCH($C11,'Buildings and Areas'!$B$5:$B$14,0),1),0)","v":0},{"$f":"IFERROR(INDEX('Buildings and Areas'!S$5:S$14,MATCH($C11,'Buildings and Areas'!$B$5:$B$14,0),1),0)","v":0},{"$f":"IFERROR(INDEX('Buildings and Areas'!T$5:T$14,MATCH($C11,'Buildings and Areas'!$B$5:$B$14,0),1),0)","v":0},{"$f":"IFERROR(INDEX('Buildings and Areas'!O$5:O$14,MATCH($C11,'Buildings and Areas'!$B$5:$B$14,0),1),\"\")","v":""},{"$f":"IFERROR(INDEX('Buildings and Areas'!F$5:F$14,MATCH($C11,'Buildings and Areas'!$B$5:$B$14,0),1)&IF(AH11=\"Exterior\",\": \"&'Buildings and Areas'!$H$4,\"\"),\"\")","v":""},{"$f":"IFERROR(INDEX('Buildings and Areas'!H$5:H$14,MATCH($C11,'Buildings and Areas'!$B$5:$B$14,0),1),\"\")","v":""},{"$f":"IFERROR(IF(INDEX('Buildings and Areas'!L$5:L$14,MATCH($C11,'Buildings and Areas'!$B$5:$B$14,0),1)=\"\",\"Deemed\",INDEX('Buildings and Areas'!L$5:L$14,MATCH($C11,'Buildings and Areas'!$B$5:$B$14,0),1)),\"\")","v":""},{"$f":"IFERROR(IF(INDEX('Buildings and Areas'!M$5:M$14,MATCH($C11,'Buildings and Areas'!$B$5:$B$14,0),1)=\"\",\"Deemed\",INDEX('Buildings and Areas'!M$5:M$14,MATCH($C11,'Buildings and Areas'!$B$5:$B$14,0),1)),\"\")","v":""},{"$f":"IFERROR(INDEX('Buildings and Areas'!P$5:P$14,MATCH($C11,'Buildings and Areas'!$B$5:$B$14,0),1),0)","v":0},{"$f":"IFERROR(INDEX('Buildings and Areas'!Q$5:Q$14,MATCH($C11,'Buildings and Areas'!$B$5:$B$14,0),1),0)","v":0},{"$f":"IF(OR($AG11=\"\",$E11=\"\",$F11=\"\"),0,IF($F$124>0.1,(VLOOKUP($E11,'Fixture Descriptions'!$A:$I,8,0)/1000)*(1-$G$124),(VLOOKUP($E11,'Fixture Descriptions'!$A:$I,8,0)/1000)))","v":0},0,0,0,{"$f":"AV11*AX11","v":0},{"$f":"IFERROR(IF(AH11=\"Exterior\",1,IF(ProjectType=\"New Construction\",1-'Factor Tables'!$C$46,1-INDEX('Factor Tables'!C$46:C$51,MATCH(Inventory!$H11,'Factor Tables'!$B$46:$B$51,0)))),1)","v":1},{"$f":"IF(I11=\"REMOVED\",0,IF($AD11<>\"\",VLOOKUP($AD11,'Fixture Descriptions'!$A:$I,8,0)/1000,0))","v":0},{"$f":"AY11*J11","v":0},0,0,{"$f":"$J11*$AY11*$BG11*IF(ProjectType=\"New Construction\",AX11,1)","v":0},{"$f":"$J11*$AY11*$AI11*AX11","v":0},{"$f":"$J11*$AY11*$AI11*AX11*IF(AND($CA11=\"Not qualified\",ProjectType=\"New Construction\"),0,1)","v":0},{"$f":"$J11*$AY11*$AI11*BG11*IF(ProjectType=\"New Construction\",AX11,1)","v":0},{"$f":"IFERROR(IF(OR($AG11=\"\",$K11=\"\",AH11=\"Exterior\"),1,1-INDEX('Factor Tables'!C$46:D$51,MATCH(Inventory!$K11,'Factor Tables'!$B$46:$B$51,0),IF(ProjectType=\"Retrofit\",1,2))),1)","v":1},null,{"$f":"IFERROR(U11/W$7,0)","v":0},{"$f":"IFERROR(V11/W$7,0)","v":0},0,0,{"$f":"$BL11*AQ11","v":0},{"$f":"BM11*AJ11","v":0},{"$f":"IF(AND(OR(CA11=\"Not qualified\",CA11=\"\"),ProjectType=\"Retrofit\"),0,BN11)","v":0},{"$f":"IF(AND(OR(CA11=\"Not qualified\", CA11=\"\"), ProjectType=\"Retrofit\"),0,BL11*AR11*AK11)","v":0},0,{"$f":"$BQ11*AQ11","v":0},{"$f":"$BR11*AJ11","v":0},{"$f":"BQ11*AR11*AK11","v":0},0,{"$f":"IF(AND(OR(CA11=\"Not qualified\",CA11=\"\"),ProjectType=\"Retrofit\"),0,$BU11*AR11)","v":0},0,{"$f":"$BW11*AR11","v":0},{"$f":"IFERROR(VLOOKUP(IF($AD11=\"Removed\",E11,$AD11),'Fixture Descriptions'!$A:$I,9,0),\"\")","v":0},{"$f":"IF($AD11=\"\",\"\",VLOOKUP($AD11,'Fixture Descriptions'!$A:$I,2,0))","v":""},{"$f":"IF(I11=\"\",\"\",IF(I11=\"Removed\",\"N/A\",IF(IFERROR(VLOOKUP(I11,'Fixture Schedule'!$C$9:$G$58,5,0),L11)=\"\",\"Not Qualified\",IFERROR(VLOOKUP(I11,'Fixture Schedule'!$C$9:$G$58,5,0),L11))))","v":""},{"$f":"IFERROR(INDEX('Utility Admin'!$F$3:$AW$3,1,MATCH(1,(CB$8='Utility Admin'!$F$1:$AW$1)*(Inventory!$AH11='Utility Admin'!$F$2:$AW$2)*(Inventory!$BY11=('Utility Admin'!$F$4:$AW$4)),0)),0)","v":0},{"$f":"IFERROR(INDEX('Utility Admin'!$F$3:$AW$3,1,MATCH(1,(CC$8='Utility Admin'!$F$1:$AW$1)*(Inventory!$AH11='Utility Admin'!$F$2:$AW$2)*(Inventory!$BY11=('Utility Admin'!$F$4:$AW$4)),0)),0)","v":0},{"$f":"IFERROR(INDEX('Utility Admin'!$F$3:$AW$3,1,MATCH(1,(CB$8='Utility Admin'!$F$1:$AW$1)*(Inventory!$AH11='Utility Admin'!$F$2:$AW$2)*(\"Lighting Controls\"=('Utility Admin'!$F$4:$AW$4)),0)),0)","v":0},{"$f":"IFERROR(INDEX('Utility Admin'!$F$3:$AW$3,1,MATCH(1,(CC$8='Utility Admin'!$F$1:$AW$1)*(Inventory!$AH11='Utility Admin'!$F$2:$AW$2)*(\"Lighting Controls\"=('Utility Admin'!$F$4:$AW$4)),0)),0)","v":0},{"$f":"OR(AND(E11>0,ISNA(AS11)),AND(I11>0,ISNA(AY11)))","v":false}]
[null,4,null,null,null,null,null,null,null,null,null,null,null,{"$f":"IF(OR(I12=\"\",J12=\"\",AND(ProjectType=\"Retrofit\",OR(E12=\"\",F12=\"\"))),\"-\",IF(OR(CA12=0,CA12=\"Not Qualified\"),\"N\",IFERROR(INDEX('Fixture Descriptions'!K:K,MATCH(AD12,'Fixture Descriptions'!A:A,0)),\"N\")))","v":"-"},0,0,0,0,0,0,0,0,0,{"$f":"ROUND(IFERROR(IF($AE$7,BI12*MaxIncentive,Inventory!Z12),0),2)","v":0},0,0,0,0,0,{"$f":"IF(I12=\"\",\"\",IFERROR(VLOOKUP(I12,'Fixture Schedule'!$C$9:$D$58,2,0),I12))","v":""},{"$f":"10","v":10},{"$f":"IFERROR(VLOOKUP(IF(I12=\"REMOVED\",E12,AD12),'Fixture Descriptions'!A:J,10,FALSE),0)","v":0},{"$f":"IFERROR(INDEX('Buildings and Areas'!D$5:D$14,MATCH($C12,'Buildings and Areas'!$B$5:$B$14,0),1),\"\")","v":""},{"$f":"IFERROR(INDEX('Buildings and Areas'!C$5:C$14,MATCH($C12,'Buildings and Areas'!$B$5:$B$14,0),1),\"\")","v":""},{"$f":"IFERROR(INDEX('Buildings and Areas'!R$5:R$14,MATCH($C12,'Buildings and Areas'!$B$5:$B$14,0),1),0)","v":0},{"$f":"IFERROR(INDEX('Buildings and Areas'!S$5:S$14,MATCH($C12,'Buildings and Areas'!$B$5:$B$14,0),1),0)","v":0},{"$f":"IFERROR(INDEX('Buildings and Areas'!T$5:T$14,MATCH($C12,'Buildings and Areas'!$B$5:$B$14,0),1),0)","v":0},{"$f":"IFERROR(INDEX('Buildings and Areas'!O$5:O$14,MATCH($C12,'Buildings and Areas'!$B$5:$B$14,0),1),\"\")","v":""},{"$f":"IFERROR(INDEX('Buildings and Areas'!F$5:F$14,MATCH($C12,'Buildings and Areas'!$B$5:$B$14,0),1)&IF(AH12=\"Exterior\",\": \"&'Buildings and Areas'!$H$4,\"\"),\"\")","v":""},{"$f":"IFERROR(INDEX('Buildings and Areas'!H$5:H$14,MATCH($C12,'Buildings and Areas'!$B$5:$B$14,0),1),\"\")","v":""},{"$f":"IFERROR(IF(INDEX('Buildings and Areas'!L$5:L$14,MATCH($C12,'Buildings and Areas'!$B$5:$B$14,0),1)=\"\",\"Deemed\",INDEX('Buildings and Areas'!L$5:L$14,MATCH($C12,'Buildings and Areas'!$B$5:$B$14,0),1)),\"\")","v":""},{"$f":"IFERROR(IF(INDEX('Buildings and Areas'!M$5:M$14,MATCH($C12,'Buildings and Areas'!$B$5:$B$14,0),1)=\"\",\"Deemed\",INDEX('Buildings and Areas'!M$5:M$14,MATCH($C12,'Buildings and Areas'!$B$5:$B$14,0),1)),\"\")","v":""},{"$f":"IFERROR(INDEX('Buildings and Areas'!P$5:P$14,MATCH($C12,'Buildings and Areas'!$B$5:$B$14,0),1),0)","v":0},{"$f":"IFERROR(INDEX('Buildings and Areas'!Q$5:Q$14,MATCH($C12,'Buildings and Areas'!$B$5:$B$14,0),1),0)","v":0},{"$f":"IF(OR($AG12=\"\",$E12=\"\",$F12=\"\"),0,IF($F$124>0.1,(VLOOKUP($E12,'Fixture Descriptions'!$A:$I,8,0)/1000)*(1-$G$124),(VLOOKUP($E12,'Fixture Descriptions'!$A:$I,8,0)/1000)))","v":0},0,0,0,0,{"$f":"IFERROR(IF(AH12=\"Exterior\",1,IF(ProjectType=\"New Construction\",1-'Factor Tables'!$C$46,1-INDEX('Factor Tables'!C$46:C$51,MATCH(Inventory!$H12,'Factor Tables'!$B$46:$B$51,0)))),1)","v":1},{"$f":"IF(I12=\"REMOVED\",0,IF($AD12<>\"\",VLOOKUP($AD12,'Fixture Descriptions'!$A:$I,8,0)/1000,0))","v":0},0,0,0,0,0,0,0,{"$f":"IFERROR(IF(OR($AG12=\"\",$K12=\"\",AH12=\"Exterior\"),1,1-INDEX('Factor Tables'!C$46:D$51,MATCH(Inventory!$K12,'Factor Tables'!$B$46:$B$51,0),IF(ProjectType=\"Retrofit\",1,2))),1)","v":1},null,0,0,0,0,0,0,0,0,0,0,0,0,0,0,0,0,{"$f":"IFERROR(VLOOKUP(IF($AD12=\"Removed\",E12,$AD12),'Fixture Descriptions'!$A:$I,9,0),\"\")","v":0},{"$f":"IF($AD12=\"\",\"\",VLOOKUP($AD12,'Fixture Descriptions'!$A:$I,2,0))","v":""},{"$f":"IF(I12=\"\",\"\",IF(I12=\"Removed\",\"N/A\",IF(IFERROR(VLOOKUP(I12,'Fixture Schedule'!$C$9:$G$58,5,0),L12)=\"\",\"Not Qualified\",IFERROR(VLOOKUP(I12,'Fixture Schedule'!$C$9:$G$58,5,0),L12))))","v":""},{"$f":"IFERROR(INDEX('Utility Admin'!$F$3:$AW$3,1,MATCH(1,(CB$8='Utility Admin'!$F$1:$AW$1)*(Inventory!$AH12='Utility Admin'!$F$2:$AW$2)*(Inventory!$BY12=('Utility Admin'!$F$4:$AW$4)),0)),0)","v":0},{"$f":"IFERROR(INDEX('Utility Admin'!$F$3:$AW$3,1,MATCH(1,(CC$8='Utility Admin'!$F$1:$AW$1)*(Inventory!$AH12='Utility Admin'!$F$2:$AW$2)*(Inventory!$BY12=('Utility Admin'!$F$4:$AW$4)),0)),0)","v":0},{"$f":"IFERROR(INDEX('Utility Admin'!$F$3:$AW$3,1,MATCH(1,(CB$8='Utility Admin'!$F$1:$AW$1)*(Inventory!$AH12='Utility Admin'!$F$2:$AW$2)*(\"Lighting Controls\"=('Utility Admin'!$F$4:$AW$4)),0)),0)","v":0},{"$f":"IFERROR(INDEX('Utility Admin'!$F$3:$AW$3,1,MATCH(1,(CC$8='Utility Admin'!$F$1:$AW$1)*(Inventory!$AH12='Utility Admin'!$F$2:$AW$2)*(\"Lighting Controls\"=('Utility Admin'!$F$4:$AW$4)),0)),0)","v":0},false]
[null,5,null,null,null,null,null,null,null,null,null,null,null,{"$f":"IF(OR(I13=\"\",J13=\"\",AND(ProjectType=\"Retrofit\",OR(E13=\"\",F13=\"\"))),\"-\",IF(OR(CA13=0,CA13=\"Not Qualified\"),\"N\",IFERROR(INDEX('Fixture Descriptions'!K:K,MATCH(AD13,'Fixture Descriptions'!A:A,0)),\"N\")))","v":"-"},0,0,0,0,0,0,0,0,0,{"$f":"ROUND(IFERROR(IF($AE$7,BI13*MaxIncentive,Inventory!Z13),0),2)","v":0},0,0,0,0,0,{"$f":"IF(I13=\"\",\"\",IFERROR(VLOOKUP(I13,'Fixture Schedule'!$C$9:$D$58,2,0),I13))","v":""},{"$f":"10","v":10},{"$f":"IFERROR(VLOOKUP(IF(I13=\"REMOVED\",E13,AD13),'Fixture Descriptions'!A:J,10,FALSE),0)","v":0},{"$f":"IFERROR(INDEX('Buildings and Areas'!D$5:D$14,MATCH($C13,'Buildings and Areas'!$B$5:$B$14,0),1),\"\")","v":""},{"$f":"IFERROR(INDEX('Buildings and Areas'!C$5:C$14,MATCH($C13,'Buildings and Areas'!$B$5:$B$14,0),1),\"\")","v":""},{"$f":"IFERROR(INDEX('Buildings and Areas'!R$5:R$14,MATCH($C13,'Buildings and Areas'!$B$5:$B$14,0),1),0)","v":0},{"$f":"IFERROR(INDEX('Buildings and Areas'!S$5:S$14,MATCH($C13,'Buildings and Areas'!$B$5:$B$14,0),1),0)","v":0},{"$f":"IFERROR(INDEX('Buildings and Areas'!T$5:T$14,MATCH($C13,'Buildings and Areas'!$B$5:$B$14,0),1),0)","v":0},{"$f":"IFERROR(INDEX('Buildings and Areas'!O$5:O$14,MATCH($C13,'Buildings and Areas'!$B$5:$B$14,0),1),\"\")","v":""},{"$f":"IFERROR(INDEX('Buildings and Areas'!F$5:F$14,MATCH($C13,'Buildings and Areas'!$B$5:$B$14,0),1)&IF(AH13=\"Exterior\",\": \"&'Buildings and Areas'!$H$4,\"\"),\"\")","v":""},{"$f":"IFERROR(INDEX('Buildings and Areas'!H$5:H$14,MATCH($C13,'Buildings and Areas'!$B$5:$B$14,0),1),\"\")","v":""},{"$f":"IFERROR(IF(INDEX('Buildings and Areas'!L$5:L$14,MATCH($C13,'Buildings and Areas'!$B$5:$B$14,0),1)=\"\",\"Deemed\",INDEX('Buildings and Areas'!L$5:L$14,MATCH($C13,'Buildings and Areas'!$B$5:$B$14,0),1)),\"\")","v":""},{"$f":"IFERROR(IF(INDEX('Buildings and Areas'!M$5:M$14,MATCH($C13,'Buildings and Areas'!$B$5:$B$14,0),1)=\"\",\"Deemed\",INDEX('Buildings and Areas'!M$5:M$14,MATCH($C13,'Buildings and Areas'!$B$5:$B$14,0),1)),\"\")","v":""},{"$f":"IFERROR(INDEX('Buildings and Areas'!P$5:P$14,MATCH($C13,'Buildings and Areas'!$B$5:$B$14,0),1),0)","v":0},{"$f":"IFERROR(INDEX('Buildings and Areas'!Q$5:Q$14,MATCH($C13,'Buildings and Areas'!$B$5:$B$14,0),1),0)","v":0},{"$f":"IF(OR($AG13=\"\",$E13=\"\",$F13=\"\"),0,IF($F$124>0.1,(VLOOKUP($E13,'Fixture Descriptions'!$A:$I,8,0)/1000)*(1-$G$124),(VLOOKUP($E13,'Fixture Descriptions'!$A:$I,8,0)/1000)))","v":0},0,0,0,0,{"$f":"IFERROR(IF(AH13=\"Exterior\",1,IF(ProjectType=\"New Construction\",1-'Factor Tables'!$C$46,1-INDEX('Factor Tables'!C$46:C$51,MATCH(Inventory!$H13,'Factor Tables'!$B$46:$B$51,0)))),1)","v":1},{"$f":"IF(I13=\"REMOVED\",0,IF($AD13<>\"\",VLOOKUP($AD13,'Fixture Descriptions'!$A:$I,8,0)/1000,0))","v":0},0,0,0,0,0,0,0,{"$f":"IFERROR(IF(OR($AG13=\"\",$K13=\"\",AH13=\"Exterior\"),1,1-INDEX('Factor Tables'!C$46:D$51,MATCH(Inventory!$K13,'Factor Tables'!$B$46:$B$51,0),IF(ProjectType=\"Retrofit\",1,2))),1)","v":1},null,0,0,0,0,0,0,0,0,0,0,0,0,0,0,0,0,{"$f":"IFERROR(VLOOKUP(IF($AD13=\"Removed\",E13,$AD13),'Fixture Descriptions'!$A:$I,9,0),\"\")","v":0},{"$f":"IF($AD13=\"\",\"\",VLOOKUP($AD13,'Fixture Descriptions'!$A:$I,2,0))","v":""},{"$f":"IF(I13=\"\",\"\",IF(I13=\"Removed\",\"N/A\",IF(IFERROR(VLOOKUP(I13,'Fixture Schedule'!$C$9:$G$58,5,0),L13)=\"\",\"Not Qualified\",IFERROR(VLOOKUP(I13,'Fixture Schedule'!$C$9:$G$58,5,0),L13))))","v":""},{"$f":"IFERROR(INDEX('Utility Admin'!$F$3:$AW$3,1,MATCH(1,(CB$8='Utility Admin'!$F$1:$AW$1)*(Inventory!$AH13='Utility Admin'!$F$2:$AW$2)*(Inventory!$BY13=('Utility Admin'!$F$4:$AW$4)),0)),0)","v":0},{"$f":"IFERROR(INDEX('Utility Admin'!$F$3:$AW$3,1,MATCH(1,(CC$8='Utility Admin'!$F$1:$AW$1)*(Inventory!$AH13='Utility Admin'!$F$2:$AW$2)*(Inventory!$BY13=('Utility Admin'!$F$4:$AW$4)),0)),0)","v":0},{"$f":"IFERROR(INDEX('Utility Admin'!$F$3:$AW$3,1,MATCH(1,(CB$8='Utility Admin'!$F$1:$AW$1)*(Inventory!$AH13='Utility Admin'!$F$2:$AW$2)*(\"Lighting Controls\"=('Utility Admin'!$F$4:$AW$4)),0)),0)","v":0},{"$f":"IFERROR(INDEX('Utility Admin'!$F$3:$AW$3,1,MATCH(1,(CC$8='Utility Admin'!$F$1:$AW$1)*(Inventory!$AH13='Utility Admin'!$F$2:$AW$2)*(\"Lighting Controls\"=('Utility Admin'!$F$4:$AW$4)),0)),0)","v":0},false]
[null,6,null,null,null,null,null,null,null,null,null,null,null,{"$f":"IF(OR(I14=\"\",J14=\"\",AND(ProjectType=\"Retrofit\",OR(E14=\"\",F14=\"\"))),\"-\",IF(OR(CA14=0,CA14=\"Not Qualified\"),\"N\",IFERROR(INDEX('Fixture Descriptions'!K:K,MATCH(AD14,'Fixture Descriptions'!A:A,0)),\"N\")))","v":"-"},0,0,0,0,0,0,0,0,0,{"$f":"ROUND(IFERROR(IF($AE$7,BI14*MaxIncentive,Inventory!Z14),0),2)","v":0},0,0,0,0,0,{"$f":"IF(I14=\"\",\"\",IFERROR(VLOOKUP(I14,'Fixture Schedule'!$C$9:$D$58,2,0),I14))","v":""},{"$f":"10","v":10},{"$f":"IFERROR(VLOOKUP(IF(I14=\"REMOVED\",E14,AD14),'Fixture Descriptions'!A:J,10,FALSE),0)","v":0},{"$f":"IFERROR(INDEX('Buildings and Areas'!D$5:D$14,MATCH($C14,'Buildings and Areas'!$B$5:$B$14,0),1),\"\")","v":""},{"$f":"IFERROR(INDEX('Buildings and Areas'!C$5:C$14,MATCH($C14,'Buildings and Areas'!$B$5:$B$14,0),1),\"\")","v":""},{"$f":"IFERROR(INDEX('Buildings and Areas'!R$5:R$14,MATCH($C14,'Buildings and Areas'!$B$5:$B$14,0),1),0)","v":0},{"$f":"IFERROR(INDEX('Buildings and Areas'!S$5:S$14,MATCH($C14,'Buildings and Areas'!$B$5:$B$14,0),1),0)","v":0},{"$f":"IFERROR(INDEX('Buildings and Areas'!T$5:T$14,MATCH($C14,'Buildings and Areas'!$B$5:$B$14,0),1),0)","v":0},{"$f":"IFERROR(INDEX('Buildings and Areas'!O$5:O$14,MATCH($C14,'Buildings and Areas'!$B$5:$B$14,0),1),\"\")","v":""},{"$f":"IFERROR(INDEX('Buildings and Areas'!F$5:F$14,MATCH($C14,'Buildings and Areas'!$B$5:$B$14,0),1)&IF(AH14=\"Exterior\",\": \"&'Buildings and Areas'!$H$4,\"\"),\"\")","v":""},{"$f":"IFERROR(INDEX('Buildings and Areas'!H$5:H$14,MATCH($C14,'Buildings and Areas'!$B$5:$B$14,0),1),\"\")","v":""},{"$f":"IFERROR(IF(INDEX('Buildings and Areas'!L$5:L$14,MATCH($C14,'Buildings and Areas'!$B$5:$B$14,0),1)=\"\",\"Deemed\",INDEX('Buildings and Areas'!L$5:L$14,MATCH($C14,'Buildings and Areas'!$B$5:$B$14,0),1)),\"\")","v":""},{"$f":"IFERROR(IF(INDEX('Buildings and Areas'!M$5:M$14,MATCH($C14,'Buildings and Areas'!$B$5:$B$14,0),1)=\"\",\"Deemed\",INDEX('Buildings and Areas'!M$5:M$14,MATCH($C14,'Buildings and Areas'!$B$5:$B$14,0),1)),\"\")","v":""},{"$f":"IFERROR(INDEX('Buildings and Areas'!P$5:P$14,MATCH($C14,'Buildings and Areas'!$B$5:$B$14,0),1),0)","v":0},{"$f":"IFERROR(INDEX('Buildings and Areas'!Q$5:Q$14,MATCH($C14,'Buildings and Areas'!$B$5:$B$14,0),1),0)","v":0},{"$f":"IF(OR($AG14=\"\",$E14=\"\",$F14=\"\"),0,IF($F$124>0.1,(VLOOKUP($E14,'Fixture Descriptions'!$A:$I,8,0)/1000)*(1-$G$124),(VLOOKUP($E14,'Fixture Descriptions'!$A:$I,8,0)/1000)))","v":0},0,0,0,0,{"$f":"IFERROR(IF(AH14=\"Exterior\",1,IF(ProjectType=\"New Construction\",1-'Factor Tables'!$C$46,1-INDEX('Factor Tables'!C$46:C$51,MATCH(Inventory!$H14,'Factor Tables'!$B$46:$B$51,0)))),1)","v":1},{"$f":"IF(I14=\"REMOVED\",0,IF($AD14<>\"\",VLOOKUP($AD14,'Fixture Descriptions'!$A:$I,8,0)/1000,0))","v":0},0,0,0,0,0,0,0,{"$f":"IFERROR(IF(OR($AG14=\"\",$K14=\"\",AH14=\"Exterior\"),1,1-INDEX('Factor Tables'!C$46:D$51,MATCH(Inventory!$K14,'Factor Tables'!$B$46:$B$51,0),IF(ProjectType=\"Retrofit\",1,2))),1)","v":1},null,0,0,0,0,0,0,0,0,0,0,0,0,0,0,0,0,{"$f":"IFERROR(VLOOKUP(IF($AD14=\"Removed\",E14,$AD14),'Fixture Descriptions'!$A:$I,9,0),\"\")","v":0},{"$f":"IF($AD14=\"\",\"\",VLOOKUP($AD14,'Fixture Descriptions'!$A:$I,2,0))","v":""},{"$f":"IF(I14=\"\",\"\",IF(I14=\"Removed\",\"N/A\",IF(IFERROR(VLOOKUP(I14,'Fixture Schedule'!$C$9:$G$58,5,0),L14)=\"\",\"Not Qualified\",IFERROR(VLOOKUP(I14,'Fixture Schedule'!$C$9:$G$58,5,0),L14))))","v":""},{"$f":"IFERROR(INDEX('Utility Admin'!$F$3:$AW$3,1,MATCH(1,(CB$8='Utility Admin'!$F$1:$AW$1)*(Inventory!$AH14='Utility Admin'!$F$2:$AW$2)*(Inventory!$BY14=('Utility Admin'!$F$4:$AW$4)),0)),0)","v":0},{"$f":"IFERROR(INDEX('Utility Admin'!$F$3:$AW$3,1,MATCH(1,(CC$8='Utility Admin'!$F$1:$AW$1)*(Inventory!$AH14='Utility Admin'!$F$2:$AW$2)*(Inventory!$BY14=('Utility Admin'!$F$4:$AW$4)),0)),0)","v":0},{"$f":"IFERROR(INDEX('Utility Admin'!$F$3:$AW$3,1,MATCH(1,(CB$8='Utility Admin'!$F$1:$AW$1)*(Inventory!$AH14='Utility Admin'!$F$2:$AW$2)*(\"Lighting Controls\"=('Utility Admin'!$F$4:$AW$4)),0)),0)","v":0},{"$f":"IFERROR(INDEX('Utility Admin'!$F$3:$AW$3,1,MATCH(1,(CC$8='Utility Admin'!$F$1:$AW$1)*(Inventory!$AH14='Utility Admin'!$F$2:$AW$2)*(\"Lighting Controls\"=('Utility Admin'!$F$4:$AW$4)),0)),0)","v":0},false]
[null,7,null,null,null,null,null,null,null,null,null,null,null,{"$f":"IF(OR(I15=\"\",J15=\"\",AND(ProjectType=\"Retrofit\",OR(E15=\"\",F15=\"\"))),\"-\",IF(OR(CA15=0,CA15=\"Not Qualified\"),\"N\",IFERROR(INDEX('Fixture Descriptions'!K:K,MATCH(AD15,'Fixture Descriptions'!A:A,0)),\"N\")))","v":"-"},0,0,0,0,0,0,0,0,0,{"$f":"ROUND(IFERROR(IF($AE$7,BI15*MaxIncentive,Inventory!Z15),0),2)","v":0},0,0,0,0,0,{"$f":"IF(I15=\"\",\"\",IFERROR(VLOOKUP(I15,'Fixture Schedule'!$C$9:$D$58,2,0),I15))","v":""},{"$f":"10","v":10},{"$f":"IFERROR(VLOOKUP(IF(I15=\"REMOVED\",E15,AD15),'Fixture Descriptions'!A:J,10,FALSE),0)","v":0},{"$f":"IFERROR(INDEX('Buildings and Areas'!D$5:D$14,MATCH($C15,'Buildings and Areas'!$B$5:$B$14,0),1),\"\")","v":""},{"$f":"IFERROR(INDEX('Buildings and Areas'!C$5:C$14,MATCH($C15,'Buildings and Areas'!$B$5:$B$14,0),1),\"\")","v":""},{"$f":"IFERROR(INDEX('Buildings and Areas'!R$5:R$14,MATCH($C15,'Buildings and Areas'!$B$5:$B$14,0),1),0)","v":0},{"$f":"IFERROR(INDEX('Buildings and Areas'!S$5:S$14,MATCH($C15,'Buildings and Areas'!$B$5:$B$14,0),1),0)","v":0},{"$f":"IFERROR(INDEX('Buildings and Areas'!T$5:T$14,MATCH($C15,'Buildings and Areas'!$B$5:$B$14,0),1),0)","v":0},{"$f":"IFERROR(INDEX('Buildings and Areas'!O$5:O$14,MATCH($C15,'Buildings and Areas'!$B$5:$B$14,0),1),\"\")","v":""},{"$f":"IFERROR(INDEX('Buildings and Areas'!F$5:F$14,MATCH($C15,'Buildings and Areas'!$B$5:$B$14,0),1)&IF(AH15=\"Exterior\",\": \"&'Buildings and Areas'!$H$4,\"\"),\"\")","v":""},{"$f":"IFERROR(INDEX('Buildings and Areas'!H$5:H$14,MATCH($C15,'Buildings and Areas'!$B$5:$B$14,0),1),\"\")","v":""},{"$f":"IFERROR(IF(INDEX('Buildings and Areas'!L$5:L$14,MATCH($C15,'Buildings and Areas'!$B$5:$B$14,0),1)=\"\",\"Deemed\",INDEX('Buildings and Areas'!L$5:L$14,MATCH($C15,'Buildings and Areas'!$B$5:$B$14,0),1)),\"\")","v":""},{"$f":"IFERROR(IF(INDEX('Buildings and Areas'!M$5:M$14,MATCH($C15,'Buildings and Areas'!$B$5:$B$14,0),1)=\"\",\"Deemed\",INDEX('Buildings and Areas'!M$5:M$14,MATCH($C15,'Buildings and Areas'!$B$5:$B$14,0),1)),\"\")","v":""},{"$f":"IFERROR(INDEX('Buildings and Areas'!P$5:P$14,MATCH($C15,'Buildings and Areas'!$B$5:$B$14,0),1),0)","v":0},{"$f":"IFERROR(INDEX('Buildings and Areas'!Q$5:Q$14,MATCH($C15,'Buildings and Areas'!$B$5:$B$14,0),1),0)","v":0},{"$f":"IF(OR($AG15=\"\",$E15=\"\",$F15=\"\"),0,IF($F$124>0.1,(VLOOKUP($E15,'Fixture Descriptions'!$A:$I,8,0)/1000)*(1-$G$124),(VLOOKUP($E15,'Fixture Descriptions'!$A:$I,8,0)/1000)))","v":0},0,0,0,0,{"$f":"IFERROR(IF(AH15=\"Exterior\",1,IF(ProjectType=\"New Construction\",1-'Factor Tables'!$C$46,1-INDEX('Factor Tables'!C$46:C$51,MATCH(Inventory!$H15,'Factor Tables'!$B$46:$B$51,0)))),1)","v":1},{"$f":"IF(I15=\"REMOVED\",0,IF($AD15<>\"\",VLOOKUP($AD15,'Fixture Descriptions'!$A:$I,8,0)/1000,0))","v":0},0,0,0,0,0,0,0,{"$f":"IFERROR(IF(OR($AG15=\"\",$K15=\"\",AH15=\"Exterior\"),1,1-INDEX('Factor Tables'!C$46:D$51,MATCH(Inventory!$K15,'Factor Tables'!$B$46:$B$51,0),IF(ProjectType=\"Retrofit\",1,2))),1)","v":1},null,0,0,0,0,0,0,0,0,0,0,0,0,0,0,0,0,{"$f":"IFERROR(VLOOKUP(IF($AD15=\"Removed\",E15,$AD15),'Fixture Descriptions'!$A:$I,9,0),\"\")","v":0},{"$f":"IF($AD15=\"\",\"\",VLOOKUP($AD15,'Fixture Descriptions'!$A:$I,2,0))","v":""},{"$f":"IF(I15=\"\",\"\",IF(I15=\"Removed\",\"N/A\",IF(IFERROR(VLOOKUP(I15,'Fixture Schedule'!$C$9:$G$58,5,0),L15)=\"\",\"Not Qualified\",IFERROR(VLOOKUP(I15,'Fixture Schedule'!$C$9:$G$58,5,0),L15))))","v":""},{"$f":"IFERROR(INDEX('Utility Admin'!$F$3:$AW$3,1,MATCH(1,(CB$8='Utility Admin'!$F$1:$AW$1)*(Inventory!$AH15='Utility Admin'!$F$2:$AW$2)*(Inventory!$BY15=('Utility Admin'!$F$4:$AW$4)),0)),0)","v":0},{"$f":"IFERROR(INDEX('Utility Admin'!$F$3:$AW$3,1,MATCH(1,(CC$8='Utility Admin'!$F$1:$AW$1)*(Inventory!$AH15='Utility Admin'!$F$2:$AW$2)*(Inventory!$BY15=('Utility Admin'!$F$4:$AW$4)),0)),0)","v":0},{"$f":"IFERROR(INDEX('Utility Admin'!$F$3:$AW$3,1,MATCH(1,(CB$8='Utility Admin'!$F$1:$AW$1)*(Inventory!$AH15='Utility Admin'!$F$2:$AW$2)*(\"Lighting Controls\"=('Utility Admin'!$F$4:$AW$4)),0)),0)","v":0},{"$f":"IFERROR(INDEX('Utility Admin'!$F$3:$AW$3,1,MATCH(1,(CC$8='Utility Admin'!$F$1:$AW$1)*(Inventory!$AH15='Utility Admin'!$F$2:$AW$2)*(\"Lighting Controls\"=('Utility Admin'!$F$4:$AW$4)),0)),0)","v":0},false]
[null,8,null,null,null,null,null,null,null,null,null,null,null,{"$f":"IF(OR(I16=\"\",J16=\"\",AND(ProjectType=\"Retrofit\",OR(E16=\"\",F16=\"\"))),\"-\",IF(OR(CA16=0,CA16=\"Not Qualified\"),\"N\",IFERROR(INDEX('Fixture Descriptions'!K:K,MATCH(AD16,'Fixture Descriptions'!A:A,0)),\"N\")))","v":"-"},0,0,0,0,0,0,0,0,0,{"$f":"ROUND(IFERROR(IF($AE$7,BI16*MaxIncentive,Inventory!Z16),0),2)","v":0},0,0,0,0,0,{"$f":"IF(I16=\"\",\"\",IFERROR(VLOOKUP(I16,'Fixture Schedule'!$C$9:$D$58,2,0),I16))","v":""},{"$f":"10","v":10},{"$f":"IFERROR(VLOOKUP(IF(I16=\"REMOVED\",E16,AD16),'Fixture Descriptions'!A:J,10,FALSE),0)","v":0},{"$f":"IFERROR(INDEX('Buildings and Areas'!D$5:D$14,MATCH($C16,'Buildings and Areas'!$B$5:$B$14,0),1),\"\")","v":""},{"$f":"IFERROR(INDEX('Buildings and Areas'!C$5:C$14,MATCH($C16,'Buildings and Areas'!$B$5:$B$14,0),1),\"\")","v":""},{"$f":"IFERROR(INDEX('Buildings and Areas'!R$5:R$14,MATCH($C16,'Buildings and Areas'!$B$5:$B$14,0),1),0)","v":0},{"$f":"IFERROR(INDEX('Buildings and Areas'!S$5:S$14,MATCH($C16,'Buildings and Areas'!$B$5:$B$14,0),1),0)","v":0},{"$f":"IFERROR(INDEX('Buildings and Areas'!T$5:T$14,MATCH($C16,'Buildings and Areas'!$B$5:$B$14,0),1),0)","v":0},{"$f":"IFERROR(INDEX('Buildings and Areas'!O$5:O$14,MATCH($C16,'Buildings and Areas'!$B$5:$B$14,0),1),\"\")","v":""},{"$f":"IFERROR(INDEX('Buildings and Areas'!F$5:F$14,MATCH($C16,'Buildings and Areas'!$B$5:$B$14,0),1)&IF(AH16=\"Exterior\",\": \"&'Buildings and Areas'!$H$4,\"\"),\"\")","v":""},{"$f":"IFERROR(INDEX('Buildings and Areas'!H$5:H$14,MATCH($C16,'Buildings and Areas'!$B$5:$B$14,0),1),\"\")","v":""},{"$f":"IFERROR(IF(INDEX('Buildings and Areas'!L$5:L$14,MATCH($C16,'Buildings and Areas'!$B$5:$B$14,0),1)=\"\",\"Deemed\",INDEX('Buildings and Areas'!L$5:L$14,MATCH($C16,'Buildings and Areas'!$B$5:$B$14,0),1)),\"\")","v":""},{"$f":"IFERROR(IF(INDEX('Buildings and Areas'!M$5:M$14,MATCH($C16,'Buildings and Areas'!$B$5:$B$14,0),1)=\"\",\"Deemed\",INDEX('Buildings and Areas'!M$5:M$14,MATCH($C16,'Buildings and Areas'!$B$5:$B$14,0),1)),\"\")","v":""},{"$f":"IFERROR(INDEX('Buildings and Areas'!P$5:P$14,MATCH($C16,'Buildings and Areas'!$B$5:$B$14,0),1),0)","v":0},{"$f":"IFERROR(INDEX('Buildings and Areas'!Q$5:Q$14,MATCH($C16,'Buildings and Areas'!$B$5:$B$14,0),1),0)","v":0},{"$f":"IF(OR($AG16=\"\",$E16=\"\",$F16=\"\"),0,IF($F$124>0.1,(VLOOKUP($E16,'Fixture Descriptions'!$A:$I,8,0)/1000)*(1-$G$124),(VLOOKUP($E16,'Fixture Descriptions'!$A:$I,8,0)/1000)))","v":0},0,0,0,0,{"$f":"IFERROR(IF(AH16=\"Exterior\",1,IF(ProjectType=\"New Construction\",1-'Factor Tables'!$C$46,1-INDEX('Factor Tables'!C$46:C$51,MATCH(Inventory!$H16,'Factor Tables'!$B$46:$B$51,0)))),1)","v":1},{"$f":"IF(I16=\"REMOVED\",0,IF($AD16<>\"\",VLOOKUP($AD16,'Fixture Descriptions'!$A:$I,8,0)/1000,0))","v":0},0,0,0,0,0,0,0,{"$f":"IFERROR(IF(OR($AG16=\"\",$K16=\"\",AH16=\"Exterior\"),1,1-INDEX('Factor Tables'!C$46:D$51,MATCH(Inventory!$K16,'Factor Tables'!$B$46:$B$51,0),IF(ProjectType=\"Retrofit\",1,2))),1)","v":1},null,0,0,0,0,0,0,0,0,0,0,0,0,0,0,0,0,{"$f":"IFERROR(VLOOKUP(IF($AD16=\"Removed\",E16,$AD16),'Fixture Descriptions'!$A:$I,9,0),\"\")","v":0},{"$f":"IF($AD16=\"\",\"\",VLOOKUP($AD16,'Fixture Descriptions'!$A:$I,2,0))","v":""},{"$f":"IF(I16=\"\",\"\",IF(I16=\"Removed\",\"N/A\",IF(IFERROR(VLOOKUP(I16,'Fixture Schedule'!$C$9:$G$58,5,0),L16)=\"\",\"Not Qualified\",IFERROR(VLOOKUP(I16,'Fixture Schedule'!$C$9:$G$58,5,0),L16))))","v":""},{"$f":"IFERROR(INDEX('Utility Admin'!$F$3:$AW$3,1,MATCH(1,(CB$8='Utility Admin'!$F$1:$AW$1)*(Inventory!$AH16='Utility Admin'!$F$2:$AW$2)*(Inventory!$BY16=('Utility Admin'!$F$4:$AW$4)),0)),0)","v":0},{"$f":"IFERROR(INDEX('Utility Admin'!$F$3:$AW$3,1,MATCH(1,(CC$8='Utility Admin'!$F$1:$AW$1)*(Inventory!$AH16='Utility Admin'!$F$2:$AW$2)*(Inventory!$BY16=('Utility Admin'!$F$4:$AW$4)),0)),0)","v":0},{"$f":"IFERROR(INDEX('Utility Admin'!$F$3:$AW$3,1,MATCH(1,(CB$8='Utility Admin'!$F$1:$AW$1)*(Inventory!$AH16='Utility Admin'!$F$2:$AW$2)*(\"Lighting Controls\"=('Utility Admin'!$F$4:$AW$4)),0)),0)","v":0},{"$f":"IFERROR(INDEX('Utility Admin'!$F$3:$AW$3,1,MATCH(1,(CC$8='Utility Admin'!$F$1:$AW$1)*(Inventory!$AH16='Utility Admin'!$F$2:$AW$2)*(\"Lighting Controls\"=('Utility Admin'!$F$4:$AW$4)),0)),0)","v":0},false]
[null,9,null,null,null,null,null,null,null,null,null,null,null,{"$f":"IF(OR(I17=\"\",J17=\"\",AND(ProjectType=\"Retrofit\",OR(E17=\"\",F17=\"\"))),\"-\",IF(OR(CA17=0,CA17=\"Not Qualified\"),\"N\",IFERROR(INDEX('Fixture Descriptions'!K:K,MATCH(AD17,'Fixture Descriptions'!A:A,0)),\"N\")))","v":"-"},0,0,0,0,0,0,0,0,0,{"$f":"ROUND(IFERROR(IF($AE$7,BI17*MaxIncentive,Inventory!Z17),0),2)","v":0},0,0,0,0,0,{"$f":"IF(I17=\"\",\"\",IFERROR(VLOOKUP(I17,'Fixture Schedule'!$C$9:$D$58,2,0),I17))","v":""},{"$f":"10","v":10},{"$f":"IFERROR(VLOOKUP(IF(I17=\"REMOVED\",E17,AD17),'Fixture Descriptions'!A:J,10,FALSE),0)","v":0},{"$f":"IFERROR(INDEX('Buildings and Areas'!D$5:D$14,MATCH($C17,'Buildings and Areas'!$B$5:$B$14,0),1),\"\")","v":""},{"$f":"IFERROR(INDEX('Buildings and Areas'!C$5:C$14,MATCH($C17,'Buildings and Areas'!$B$5:$B$14,0),1),\"\")","v":""},{"$f":"IFERROR(INDEX('Buildings and Areas'!R$5:R$14,MATCH($C17,'Buildings and Areas'!$B$5:$B$14,0),1),0)","v":0},{"$f":"IFERROR(INDEX('Buildings and Areas'!S$5:S$14,MATCH($C17,'Buildings and Areas'!$B$5:$B$14,0),1),0)","v":0},{"$f":"IFERROR(INDEX('Buildings and Areas'!T$5:T$14,MATCH($C17,'Buildings and Areas'!$B$5:$B$14,0),1),0)","v":0},{"$f":"IFERROR(INDEX('Buildings and Areas'!O$5:O$14,MATCH($C17,'Buildings and Areas'!$B$5:$B$14,0),1),\"\")","v":""},{"$f":"IFERROR(INDEX('Buildings and Areas'!F$5:F$14,MATCH($C17,'Buildings and Areas'!$B$5:$B$14,0),1)&IF(AH17=\"Exterior\",\": \"&'Buildings and Areas'!$H$4,\"\"),\"\")","v":""},{"$f":"IFERROR(INDEX('Buildings and Areas'!H$5:H$14,MATCH($C17,'Buildings and Areas'!$B$5:$B$14,0),1),\"\")","v":""},{"$f":"IFERROR(IF(INDEX('Buildings and Areas'!L$5:L$14,MATCH($C17,'Buildings and Areas'!$B$5:$B$14,0),1)=\"\",\"Deemed\",INDEX('Buildings and Areas'!L$5:L$14,MATCH($C17,'Buildings and Areas'!$B$5:$B$14,0),1)),\"\")","v":""},{"$f":"IFERROR(IF(INDEX('Buildings and Areas'!M$5:M$14,MATCH($C17,'Buildings and Areas'!$B$5:$B$14,0),1)=\"\",\"Deemed\",INDEX('Buildings and Areas'!M$5:M$14,MATCH($C17,'Buildings and Areas'!$B$5:$B$14,0),1)),\"\")","v":""},{"$f":"IFERROR(INDEX('Buildings and Areas'!P$5:P$14,MATCH($C17,'Buildings and Areas'!$B$5:$B$14,0),1),0)","v":0},{"$f":"IFERROR(INDEX('Buildings and Areas'!Q$5:Q$14,MATCH($C17,'Buildings and Areas'!$B$5:$B$14,0),1),0)","v":0},{"$f":"IF(OR($AG17=\"\",$E17=\"\",$F17=\"\"),0,IF($F$124>0.1,(VLOOKUP($E17,'Fixture Descriptions'!$A:$I,8,0)/1000)*(1-$G$124),(VLOOKUP($E17,'Fixture Descriptions'!$A:$I,8,0)/1000)))","v":0},0,0,0,0,{"$f":"IFERROR(IF(AH17=\"Exterior\",1,IF(ProjectType=\"New Construction\",1-'Factor Tables'!$C$46,1-INDEX('Factor Tables'!C$46:C$51,MATCH(Inventory!$H17,'Factor Tables'!$B$46:$B$51,0)))),1)","v":1},{"$f":"IF(I17=\"REMOVED\",0,IF($AD17<>\"\",VLOOKUP($AD17,'Fixture Descriptions'!$A:$I,8,0)/1000,0))","v":0},0,0,0,0,0,0,0,{"$f":"IFERROR(IF(OR($AG17=\"\",$K17=\"\",AH17=\"Exterior\"),1,1-INDEX('Factor Tables'!C$46:D$51,MATCH(Inventory!$K17,'Factor Tables'!$B$46:$B$51,0),IF(ProjectType=\"Retrofit\",1,2))),1)","v":1},null,0,0,0,0,0,0,0,0,0,0,0,0,0,0,0,0,{"$f":"IFERROR(VLOOKUP(IF($AD17=\"Removed\",E17,$AD17),'Fixture Descriptions'!$A:$I,9,0),\"\")","v":0},{"$f":"IF($AD17=\"\",\"\",VLOOKUP($AD17,'Fixture Descriptions'!$A:$I,2,0))","v":""},{"$f":"IF(I17=\"\",\"\",IF(I17=\"Removed\",\"N/A\",IF(IFERROR(VLOOKUP(I17,'Fixture Schedule'!$C$9:$G$58,5,0),L17)=\"\",\"Not Qualified\",IFERROR(VLOOKUP(I17,'Fixture Schedule'!$C$9:$G$58,5,0),L17))))","v":""},{"$f":"IFERROR(INDEX('Utility Admin'!$F$3:$AW$3,1,MATCH(1,(CB$8='Utility Admin'!$F$1:$AW$1)*(Inventory!$AH17='Utility Admin'!$F$2:$AW$2)*(Inventory!$BY17=('Utility Admin'!$F$4:$AW$4)),0)),0)","v":0},{"$f":"IFERROR(INDEX('Utility Admin'!$F$3:$AW$3,1,MATCH(1,(CC$8='Utility Admin'!$F$1:$AW$1)*(Inventory!$AH17='Utility Admin'!$F$2:$AW$2)*(Inventory!$BY17=('Utility Admin'!$F$4:$AW$4)),0)),0)","v":0},{"$f":"IFERROR(INDEX('Utility Admin'!$F$3:$AW$3,1,MATCH(1,(CB$8='Utility Admin'!$F$1:$AW$1)*(Inventory!$AH17='Utility Admin'!$F$2:$AW$2)*(\"Lighting Controls\"=('Utility Admin'!$F$4:$AW$4)),0)),0)","v":0},{"$f":"IFERROR(INDEX('Utility Admin'!$F$3:$AW$3,1,MATCH(1,(CC$8='Utility Admin'!$F$1:$AW$1)*(Inventory!$AH17='Utility Admin'!$F$2:$AW$2)*(\"Lighting Controls\"=('Utility Admin'!$F$4:$AW$4)),0)),0)","v":0},false]
[null,10,null,null,null,null,null,null,null,null,null,null,null,{"$f":"IF(OR(I18=\"\",J18=\"\",AND(ProjectType=\"Retrofit\",OR(E18=\"\",F18=\"\"))),\"-\",IF(OR(CA18=0,CA18=\"Not Qualified\"),\"N\",IFERROR(INDEX('Fixture Descriptions'!K:K,MATCH(AD18,'Fixture Descriptions'!A:A,0)),\"N\")))","v":"-"},0,0,0,0,0,0,0,0,0,{"$f":"ROUND(IFERROR(IF($AE$7,BI18*MaxIncentive,Inventory!Z18),0),2)","v":0},0,0,0,0,0,{"$f":"IF(I18=\"\",\"\",IFERROR(VLOOKUP(I18,'Fixture Schedule'!$C$9:$D$58,2,0),I18))","v":""},{"$f":"10","v":10},{"$f":"IFERROR(VLOOKUP(IF(I18=\"REMOVED\",E18,AD18),'Fixture Descriptions'!A:J,10,FALSE),0)","v":0},{"$f":"IFERROR(INDEX('Buildings and Areas'!D$5:D$14,MATCH($C18,'Buildings and Areas'!$B$5:$B$14,0),1),\"\")","v":""},{"$f":"IFERROR(INDEX('Buildings and Areas'!C$5:C$14,MATCH($C18,'Buildings and Areas'!$B$5:$B$14,0),1),\"\")","v":""},{"$f":"IFERROR(INDEX('Buildings and Areas'!R$5:R$14,MATCH($C18,'Buildings and Areas'!$B$5:$B$14,0),1),0)","v":0},{"$f":"IFERROR(INDEX('Buildings and Areas'!S$5:S$14,MATCH($C18,'Buildings and Areas'!$B$5:$B$14,0),1),0)","v":0},{"$f":"IFERROR(INDEX('Buildings and Areas'!T$5:T$14,MATCH($C18,'Buildings and Areas'!$B$5:$B$14,0),1),0)","v":0},{"$f":"IFERROR(INDEX('Buildings and Areas'!O$5:O$14,MATCH($C18,'Buildings and Areas'!$B$5:$B$14,0),1),\"\")","v":""},{"$f":"IFERROR(INDEX('Buildings and Areas'!F$5:F$14,MATCH($C18,'Buildings and Areas'!$B$5:$B$14,0),1)&IF(AH18=\"Exterior\",\": \"&'Buildings and Areas'!$H$4,\"\"),\"\")","v":""},{"$f":"IFERROR(INDEX('Buildings and Areas'!H$5:H$14,MATCH($C18,'Buildings and Areas'!$B$5:$B$14,0),1),\"\")","v":""},{"$f":"IFERROR(IF(INDEX('Buildings and Areas'!L$5:L$14,MATCH($C18,'Buildings and Areas'!$B$5:$B$14,0),1)=\"\",\"Deemed\",INDEX('Buildings and Areas'!L$5:L$14,MATCH($C18,'Buildings and Areas'!$B$5:$B$14,0),1)),\"\")","v":""},{"$f":"IFERROR(IF(INDEX('Buildings and Areas'!M$5:M$14,MATCH($C18,'Buildings and Areas'!$B$5:$B$14,0),1)=\"\",\"Deemed\",INDEX('Buildings and Areas'!M$5:M$14,MATCH($C18,'Buildings and Areas'!$B$5:$B$14,0),1)),\"\")","v":""},{"$f":"IFERROR(INDEX('Buildings and Areas'!P$5:P$14,MATCH($C18,'Buildings and Areas'!$B$5:$B$14,0),1),0)","v":0},{"$f":"IFERROR(INDEX('Buildings and Areas'!Q$5:Q$14,MATCH($C18,'Buildings and Areas'!$B$5:$B$14,0),1),0)","v":0},{"$f":"IF(OR($AG18=\"\",$E18=\"\",$F18=\"\"),0,IF($F$124>0.1,(VLOOKUP($E18,'Fixture Descriptions'!$A:$I,8,0)/1000)*(1-$G$124),(VLOOKUP($E18,'Fixture Descriptions'!$A:$I,8,0)/1000)))","v":0},0,0,0,0,{"$f":"IFERROR(IF(AH18=\"Exterior\",1,IF(ProjectType=\"New Construction\",1-'Factor Tables'!$C$46,1-INDEX('Factor Tables'!C$46:C$51,MATCH(Inventory!$H18,'Factor Tables'!$B$46:$B$51,0)))),1)","v":1},{"$f":"IF(I18=\"REMOVED\",0,IF($AD18<>\"\",VLOOKUP($AD18,'Fixture Descriptions'!$A:$I,8,0)/1000,0))","v":0},0,0,0,0,0,0,0,{"$f":"IFERROR(IF(OR($AG18=\"\",$K18=\"\",AH18=\"Exterior\"),1,1-INDEX('Factor Tables'!C$46:D$51,MATCH(Inventory!$K18,'Factor Tables'!$B$46:$B$51,0),IF(ProjectType=\"Retrofit\",1,2))),1)","v":1},null,0,0,0,0,0,0,0,0,0,0,0,0,0,0,0,0,{"$f":"IFERROR(VLOOKUP(IF($AD18=\"Removed\",E18,$AD18),'Fixture Descriptions'!$A:$I,9,0),\"\")","v":0},{"$f":"IF($AD18=\"\",\"\",VLOOKUP($AD18,'Fixture Descriptions'!$A:$I,2,0))","v":""},{"$f":"IF(I18=\"\",\"\",IF(I18=\"Removed\",\"N/A\",IF(IFERROR(VLOOKUP(I18,'Fixture Schedule'!$C$9:$G$58,5,0),L18)=\"\",\"Not Qualified\",IFERROR(VLOOKUP(I18,'Fixture Schedule'!$C$9:$G$58,5,0),L18))))","v":""},{"$f":"IFERROR(INDEX('Utility Admin'!$F$3:$AW$3,1,MATCH(1,(CB$8='Utility Admin'!$F$1:$AW$1)*(Inventory!$AH18='Utility Admin'!$F$2:$AW$2)*(Inventory!$BY18=('Utility Admin'!$F$4:$AW$4)),0)),0)","v":0},{"$f":"IFERROR(INDEX('Utility Admin'!$F$3:$AW$3,1,MATCH(1,(CC$8='Utility Admin'!$F$1:$AW$1)*(Inventory!$AH18='Utility Admin'!$F$2:$AW$2)*(Inventory!$BY18=('Utility Admin'!$F$4:$AW$4)),0)),0)","v":0},{"$f":"IFERROR(INDEX('Utility Admin'!$F$3:$AW$3,1,MATCH(1,(CB$8='Utility Admin'!$F$1:$AW$1)*(Inventory!$AH18='Utility Admin'!$F$2:$AW$2)*(\"Lighting Controls\"=('Utility Admin'!$F$4:$AW$4)),0)),0)","v":0},{"$f":"IFERROR(INDEX('Utility Admin'!$F$3:$AW$3,1,MATCH(1,(CC$8='Utility Admin'!$F$1:$AW$1)*(Inventory!$AH18='Utility Admin'!$F$2:$AW$2)*(\"Lighting Controls\"=('Utility Admin'!$F$4:$AW$4)),0)),0)","v":0},false]
[null,11,null,null,null,null,null,null,null,null,null,null,null,{"$f":"IF(OR(I19=\"\",J19=\"\",AND(ProjectType=\"Retrofit\",OR(E19=\"\",F19=\"\"))),\"-\",IF(OR(CA19=0,CA19=\"Not Qualified\"),\"N\",IFERROR(INDEX('Fixture Descriptions'!K:K,MATCH(AD19,'Fixture Descriptions'!A:A,0)),\"N\")))","v":"-"},0,0,0,0,0,0,0,0,0,{"$f":"ROUND(IFERROR(IF($AE$7,BI19*MaxIncentive,Inventory!Z19),0),2)","v":0},0,0,0,0,0,{"$f":"IF(I19=\"\",\"\",IFERROR(VLOOKUP(I19,'Fixture Schedule'!$C$9:$D$58,2,0),I19))","v":""},{"$f":"10","v":10},{"$f":"IFERROR(VLOOKUP(IF(I19=\"REMOVED\",E19,AD19),'Fixture Descriptions'!A:J,10,FALSE),0)","v":0},{"$f":"IFERROR(INDEX('Buildings and Areas'!D$5:D$14,MATCH($C19,'Buildings and Areas'!$B$5:$B$14,0),1),\"\")","v":""},{"$f":"IFERROR(INDEX('Buildings and Areas'!C$5:C$14,MATCH($C19,'Buildings and Areas'!$B$5:$B$14,0),1),\"\")","v":""},{"$f":"IFERROR(INDEX('Buildings and Areas'!R$5:R$14,MATCH($C19,'Buildings and Areas'!$B$5:$B$14,0),1),0)","v":0},{"$f":"IFERROR(INDEX('Buildings and Areas'!S$5:S$14,MATCH($C19,'Buildings and Areas'!$B$5:$B$14,0),1),0)","v":0},{"$f":"IFERROR(INDEX('Buildings and Areas'!T$5:T$14,MATCH($C19,'Buildings and Areas'!$B$5:$B$14,0),1),0)","v":0},{"$f":"IFERROR(INDEX('Buildings and Areas'!O$5:O$14,MATCH($C19,'Buildings and Areas'!$B$5:$B$14,0),1),\"\")","v":""},{"$f":"IFERROR(INDEX('Buildings and Areas'!F$5:F$14,MATCH($C19,'Buildings and Areas'!$B$5:$B$14,0),1)&IF(AH19=\"Exterior\",\": \"&'Buildings and Areas'!$H$4,\"\"),\"\")","v":""},{"$f":"IFERROR(INDEX('Buildings and Areas'!H$5:H$14,MATCH($C19,'Buildings and Areas'!$B$5:$B$14,0),1),\"\")","v":""},{"$f":"IFERROR(IF(INDEX('Buildings and Areas'!L$5:L$14,MATCH($C19,'Buildings and Areas'!$B$5:$B$14,0),1)=\"\",\"Deemed\",INDEX('Buildings and Areas'!L$5:L$14,MATCH($C19,'Buildings and Areas'!$B$5:$B$14,0),1)),\"\")","v":""},{"$f":"IFERROR(IF(INDEX('Buildings and Areas'!M$5:M$14,MATCH($C19,'Buildings and Areas'!$B$5:$B$14,0),1)=\"\",\"Deemed\",INDEX('Buildings and Areas'!M$5:M$14,MATCH($C19,'Buildings and Areas'!$B$5:$B$14,0),1)),\"\")","v":""},{"$f":"IFERROR(INDEX('Buildings and Areas'!P$5:P$14,MATCH($C19,'Buildings and Areas'!$B$5:$B$14,0),1),0)","v":0},{"$f":"IFERROR(INDEX('Buildings and Areas'!Q$5:Q$14,MATCH($C19,'Buildings and Areas'!$B$5:$B$14,0),1),0)","v":0},{"$f":"IF(OR($AG19=\"\",$E19=\"\",$F19=\"\"),0,IF($F$124>0.1,(VLOOKUP($E19,'Fixture Descriptions'!$A:$I,8,0)/1000)*(1-$G$124),(VLOOKUP($E19,'Fixture Descriptions'!$A:$I,8,0)/1000)))","v":0},0,0,0,0,{"$f":"IFERROR(IF(AH19=\"Exterior\",1,IF(ProjectType=\"New Construction\",1-'Factor Tables'!$C$46,1-INDEX('Factor Tables'!C$46:C$51,MATCH(Inventory!$H19,'Factor Tables'!$B$46:$B$51,0)))),1)","v":1},{"$f":"IF(I19=\"REMOVED\",0,IF($AD19<>\"\",VLOOKUP($AD19,'Fixture Descriptions'!$A:$I,8,0)/1000,0))","v":0},0,0,0,0,0,0,0,{"$f":"IFERROR(IF(OR($AG19=\"\",$K19=\"\",AH19=\"Exterior\"),1,1-INDEX('Factor Tables'!C$46:D$51,MATCH(Inventory!$K19,'Factor Tables'!$B$46:$B$51,0),IF(ProjectType=\"Retrofit\",1,2))),1)","v":1},null,0,0,0,0,0,0,0,0,0,0,0,0,0,0,0,0,{"$f":"IFERROR(VLOOKUP(IF($AD19=\"Removed\",E19,$AD19),'Fixture Descriptions'!$A:$I,9,0),\"\")","v":0},{"$f":"IF($AD19=\"\",\"\",VLOOKUP($AD19,'Fixture Descriptions'!$A:$I,2,0))","v":""},{"$f":"IF(I19=\"\",\"\",IF(I19=\"Removed\",\"N/A\",IF(IFERROR(VLOOKUP(I19,'Fixture Schedule'!$C$9:$G$58,5,0),L19)=\"\",\"Not Qualified\",IFERROR(VLOOKUP(I19,'Fixture Schedule'!$C$9:$G$58,5,0),L19))))","v":""},{"$f":"IFERROR(INDEX('Utility Admin'!$F$3:$AW$3,1,MATCH(1,(CB$8='Utility Admin'!$F$1:$AW$1)*(Inventory!$AH19='Utility Admin'!$F$2:$AW$2)*(Inventory!$BY19=('Utility Admin'!$F$4:$AW$4)),0)),0)","v":0},{"$f":"IFERROR(INDEX('Utility Admin'!$F$3:$AW$3,1,MATCH(1,(CC$8='Utility Admin'!$F$1:$AW$1)*(Inventory!$AH19='Utility Admin'!$F$2:$AW$2)*(Inventory!$BY19=('Utility Admin'!$F$4:$AW$4)),0)),0)","v":0},{"$f":"IFERROR(INDEX('Utility Admin'!$F$3:$AW$3,1,MATCH(1,(CB$8='Utility Admin'!$F$1:$AW$1)*(Inventory!$AH19='Utility Admin'!$F$2:$AW$2)*(\"Lighting Controls\"=('Utility Admin'!$F$4:$AW$4)),0)),0)","v":0},{"$f":"IFERROR(INDEX('Utility Admin'!$F$3:$AW$3,1,MATCH(1,(CC$8='Utility Admin'!$F$1:$AW$1)*(Inventory!$AH19='Utility Admin'!$F$2:$AW$2)*(\"Lighting Controls\"=('Utility Admin'!$F$4:$AW$4)),0)),0)","v":0},false]
[null,12,null,null,null,null,null,null,null,null,null,null,null,{"$f":"IF(OR(I20=\"\",J20=\"\",AND(ProjectType=\"Retrofit\",OR(E20=\"\",F20=\"\"))),\"-\",IF(OR(CA20=0,CA20=\"Not Qualified\"),\"N\",IFERROR(INDEX('Fixture Descriptions'!K:K,MATCH(AD20,'Fixture Descriptions'!A:A,0)),\"N\")))","v":"-"},0,0,0,0,0,0,0,0,0,{"$f":"ROUND(IFERROR(IF($AE$7,BI20*MaxIncentive,Inventory!Z20),0),2)","v":0},0,0,0,0,0,{"$f":"IF(I20=\"\",\"\",IFERROR(VLOOKUP(I20,'Fixture Schedule'!$C$9:$D$58,2,0),I20))","v":""},{"$f":"10","v":10},{"$f":"IFERROR(VLOOKUP(IF(I20=\"REMOVED\",E20,AD20),'Fixture Descriptions'!A:J,10,FALSE),0)","v":0},{"$f":"IFERROR(INDEX('Buildings and Areas'!D$5:D$14,MATCH($C20,'Buildings and Areas'!$B$5:$B$14,0),1),\"\")","v":""},{"$f":"IFERROR(INDEX('Buildings and Areas'!C$5:C$14,MATCH($C20,'Buildings and Areas'!$B$5:$B$14,0),1),\"\")","v":""},{"$f":"IFERROR(INDEX('Buildings and Areas'!R$5:R$14,MATCH($C20,'Buildings and Areas'!$B$5:$B$14,0),1),0)","v":0},{"$f":"IFERROR(INDEX('Buildings and Areas'!S$5:S$14,MATCH($C20,'Buildings and Areas'!$B$5:$B$14,0),1),0)","v":0},{"$f":"IFERROR(INDEX('Buildings and Areas'!T$5:T$14,MATCH($C20,'Buildings and Areas'!$B$5:$B$14,0),1),0)","v":0},{"$f":"IFERROR(INDEX('Buildings and Areas'!O$5:O$14,MATCH($C20,'Buildings and Areas'!$B$5:$B$14,0),1),\"\")","v":""},{"$f":"IFERROR(INDEX('Buildings and Areas'!F$5:F$14,MATCH($C20,'Buildings and Areas'!$B$5:$B$14,0),1)&IF(AH20=\"Exterior\",\": \"&'Buildings and Areas'!$H$4,\"\"),\"\")","v":""},{"$f":"IFERROR(INDEX('Buildings and Areas'!H$5:H$14,MATCH($C20,'Buildings and Areas'!$B$5:$B$14,0),1),\"\")","v":""},{"$f":"IFERROR(IF(INDEX('Buildings and Areas'!L$5:L$14,MATCH($C20,'Buildings and Areas'!$B$5:$B$14,0),1)=\"\",\"Deemed\",INDEX('Buildings and Areas'!L$5:L$14,MATCH($C20,'Buildings and Areas'!$B$5:$B$14,0),1)),\"\")","v":""},{"$f":"IFERROR(IF(INDEX('Buildings and Areas'!M$5:M$14,MATCH($C20,'Buildings and Areas'!$B$5:$B$14,0),1)=\"\",\"Deemed\",INDEX('Buildings and Areas'!M$5:M$14,MATCH($C20,'Buildings and Areas'!$B$5:$B$14,0),1)),\"\")","v":""},{"$f":"IFERROR(INDEX('Buildings and Areas'!P$5:P$14,MATCH($C20,'Buildings and Areas'!$B$5:$B$14,0),1),0)","v":0},{"$f":"IFERROR(INDEX('Buildings and Areas'!Q$5:Q$14,MATCH($C20,'Buildings and Areas'!$B$5:$B$14,0),1),0)","v":0},{"$f":"IF(OR($AG20=\"\",$E20=\"\",$F20=\"\"),0,IF($F$124>0.1,(VLOOKUP($E20,'Fixture Descriptions'!$A:$I,8,0)/1000)*(1-$G$124),(VLOOKUP($E20,'Fixture Descriptions'!$A:$I,8,0)/1000)))","v":0},0,0,0,0,{"$f":"IFERROR(IF(AH20=\"Exterior\",1,IF(ProjectType=\"New Construction\",1-'Factor Tables'!$C$46,1-INDEX('Factor Tables'!C$46:C$51,MATCH(Inventory!$H20,'Factor Tables'!$B$46:$B$51,0)))),1)","v":1},{"$f":"IF(I20=\"REMOVED\",0,IF($AD20<>\"\",VLOOKUP($AD20,'Fixture Descriptions'!$A:$I,8,0)/1000,0))","v":0},0,0,0,0,0,0,0,{"$f":"IFERROR(IF(OR($AG20=\"\",$K20=\"\",AH20=\"Exterior\"),1,1-INDEX('Factor Tables'!C$46:D$51,MATCH(Inventory!$K20,'Factor Tables'!$B$46:$B$51,0),IF(ProjectType=\"Retrofit\",1,2))),1)","v":1},null,0,0,0,0,0,0,0,0,0,0,0,0,0,0,0,0,{"$f":"IFERROR(VLOOKUP(IF($AD20=\"Removed\",E20,$AD20),'Fixture Descriptions'!$A:$I,9,0),\"\")","v":0},{"$f":"IF($AD20=\"\",\"\",VLOOKUP($AD20,'Fixture Descriptions'!$A:$I,2,0))","v":""},{"$f":"IF(I20=\"\",\"\",IF(I20=\"Removed\",\"N/A\",IF(IFERROR(VLOOKUP(I20,'Fixture Schedule'!$C$9:$G$58,5,0),L20)=\"\",\"Not Qualified\",IFERROR(VLOOKUP(I20,'Fixture Schedule'!$C$9:$G$58,5,0),L20))))","v":""},{"$f":"IFERROR(INDEX('Utility Admin'!$F$3:$AW$3,1,MATCH(1,(CB$8='Utility Admin'!$F$1:$AW$1)*(Inventory!$AH20='Utility Admin'!$F$2:$AW$2)*(Inventory!$BY20=('Utility Admin'!$F$4:$AW$4)),0)),0)","v":0},{"$f":"IFERROR(INDEX('Utility Admin'!$F$3:$AW$3,1,MATCH(1,(CC$8='Utility Admin'!$F$1:$AW$1)*(Inventory!$AH20='Utility Admin'!$F$2:$AW$2)*(Inventory!$BY20=('Utility Admin'!$F$4:$AW$4)),0)),0)","v":0},{"$f":"IFERROR(INDEX('Utility Admin'!$F$3:$AW$3,1,MATCH(1,(CB$8='Utility Admin'!$F$1:$AW$1)*(Inventory!$AH20='Utility Admin'!$F$2:$AW$2)*(\"Lighting Controls\"=('Utility Admin'!$F$4:$AW$4)),0)),0)","v":0},{"$f":"IFERROR(INDEX('Utility Admin'!$F$3:$AW$3,1,MATCH(1,(CC$8='Utility Admin'!$F$1:$AW$1)*(Inventory!$AH20='Utility Admin'!$F$2:$AW$2)*(\"Lighting Controls\"=('Utility Admin'!$F$4:$AW$4)),0)),0)","v":0},false]
[null,13,null,null,null,null,null,null,null,null,null,null,null,{"$f":"IF(OR(I21=\"\",J21=\"\",AND(ProjectType=\"Retrofit\",OR(E21=\"\",F21=\"\"))),\"-\",IF(OR(CA21=0,CA21=\"Not Qualified\"),\"N\",IFERROR(INDEX('Fixture Descriptions'!K:K,MATCH(AD21,'Fixture Descriptions'!A:A,0)),\"N\")))","v":"-"},0,0,0,0,0,0,0,0,0,{"$f":"ROUND(IFERROR(IF($AE$7,BI21*MaxIncentive,Inventory!Z21),0),2)","v":0},0,0,0,0,0,{"$f":"IF(I21=\"\",\"\",IFERROR(VLOOKUP(I21,'Fixture Schedule'!$C$9:$D$58,2,0),I21))","v":""},{"$f":"10","v":10},{"$f":"IFERROR(VLOOKUP(IF(I21=\"REMOVED\",E21,AD21),'Fixture Descriptions'!A:J,10,FALSE),0)","v":0},{"$f":"IFERROR(INDEX('Buildings and Areas'!D$5:D$14,MATCH($C21,'Buildings and Areas'!$B$5:$B$14,0),1),\"\")","v":""},{"$f":"IFERROR(INDEX('Buildings and Areas'!C$5:C$14,MATCH($C21,'Buildings and Areas'!$B$5:$B$14,0),1),\"\")","v":""},{"$f":"IFERROR(INDEX('Buildings and Areas'!R$5:R$14,MATCH($C21,'Buildings and Areas'!$B$5:$B$14,0),1),0)","v":0},{"$f":"IFERROR(INDEX('Buildings and Areas'!S$5:S$14,MATCH($C21,'Buildings and Areas'!$B$5:$B$14,0),1),0)","v":0},{"$f":"IFERROR(INDEX('Buildings and Areas'!T$5:T$14,MATCH($C21,'Buildings and Areas'!$B$5:$B$14,0),1),0)","v":0},{"$f":"IFERROR(INDEX('Buildings and Areas'!O$5:O$14,MATCH($C21,'Buildings and Areas'!$B$5:$B$14,0),1),\"\")","v":""},{"$f":"IFERROR(INDEX('Buildings and Areas'!F$5:F$14,MATCH($C21,'Buildings and Areas'!$B$5:$B$14,0),1)&IF(AH21=\"Exterior\",\": \"&'Buildings and Areas'!$H$4,\"\"),\"\")","v":""},{"$f":"IFERROR(INDEX('Buildings and Areas'!H$5:H$14,MATCH($C21,'Buildings and Areas'!$B$5:$B$14,0),1),\"\")","v":""},{"$f":"IFERROR(IF(INDEX('Buildings and Areas'!L$5:L$14,MATCH($C21,'Buildings and Areas'!$B$5:$B$14,0),1)=\"\",\"Deemed\",INDEX('Buildings and Areas'!L$5:L$14,MATCH($C21,'Buildings and Areas'!$B$5:$B$14,0),1)),\"\")","v":""},{"$f":"IFERROR(IF(INDEX('Buildings and Areas'!M$5:M$14,MATCH($C21,'Buildings and Areas'!$B$5:$B$14,0),1)=\"\",\"Deemed\",INDEX('Buildings and Areas'!M$5:M$14,MATCH($C21,'Buildings and Areas'!$B$5:$B$14,0),1)),\"\")","v":""},{"$f":"IFERROR(INDEX('Buildings and Areas'!P$5:P$14,MATCH($C21,'Buildings and Areas'!$B$5:$B$14,0),1),0)","v":0},{"$f":"IFERROR(INDEX('Buildings and Areas'!Q$5:Q$14,MATCH($C21,'Buildings and Areas'!$B$5:$B$14,0),1),0)","v":0},{"$f":"IF(OR($AG21=\"\",$E21=\"\",$F21=\"\"),0,IF($F$124>0.1,(VLOOKUP($E21,'Fixture Descriptions'!$A:$I,8,0)/1000)*(1-$G$124),(VLOOKUP($E21,'Fixture Descriptions'!$A:$I,8,0)/1000)))","v":0},0,0,0,0,{"$f":"IFERROR(IF(AH21=\"Exterior\",1,IF(ProjectType=\"New Construction\",1-'Factor Tables'!$C$46,1-INDEX('Factor Tables'!C$46:C$51,MATCH(Inventory!$H21,'Factor Tables'!$B$46:$B$51,0)))),1)","v":1},{"$f":"IF(I21=\"REMOVED\",0,IF($AD21<>\"\",VLOOKUP($AD21,'Fixture Descriptions'!$A:$I,8,0)/1000,0))","v":0},0,0,0,0,0,0,0,{"$f":"IFERROR(IF(OR($AG21=\"\",$K21=\"\",AH21=\"Exterior\"),1,1-INDEX('Factor Tables'!C$46:D$51,MATCH(Inventory!$K21,'Factor Tables'!$B$46:$B$51,0),IF(ProjectType=\"Retrofit\",1,2))),1)","v":1},null,0,0,0,0,0,0,0,0,0,0,0,0,0,0,0,0,{"$f":"IFERROR(VLOOKUP(IF($AD21=\"Removed\",E21,$AD21),'Fixture Descriptions'!$A:$I,9,0),\"\")","v":0},{"$f":"IF($AD21=\"\",\"\",VLOOKUP($AD21,'Fixture Descriptions'!$A:$I,2,0))","v":""},{"$f":"IF(I21=\"\",\"\",IF(I21=\"Removed\",\"N/A\",IF(IFERROR(VLOOKUP(I21,'Fixture Schedule'!$C$9:$G$58,5,0),L21)=\"\",\"Not Qualified\",IFERROR(VLOOKUP(I21,'Fixture Schedule'!$C$9:$G$58,5,0),L21))))","v":""},{"$f":"IFERROR(INDEX('Utility Admin'!$F$3:$AW$3,1,MATCH(1,(CB$8='Utility Admin'!$F$1:$AW$1)*(Inventory!$AH21='Utility Admin'!$F$2:$AW$2)*(Inventory!$BY21=('Utility Admin'!$F$4:$AW$4)),0)),0)","v":0},{"$f":"IFERROR(INDEX('Utility Admin'!$F$3:$AW$3,1,MATCH(1,(CC$8='Utility Admin'!$F$1:$AW$1)*(Inventory!$AH21='Utility Admin'!$F$2:$AW$2)*(Inventory!$BY21=('Utility Admin'!$F$4:$AW$4)),0)),0)","v":0},{"$f":"IFERROR(INDEX('Utility Admin'!$F$3:$AW$3,1,MATCH(1,(CB$8='Utility Admin'!$F$1:$AW$1)*(Inventory!$AH21='Utility Admin'!$F$2:$AW$2)*(\"Lighting Controls\"=('Utility Admin'!$F$4:$AW$4)),0)),0)","v":0},{"$f":"IFERROR(INDEX('Utility Admin'!$F$3:$AW$3,1,MATCH(1,(CC$8='Utility Admin'!$F$1:$AW$1)*(Inventory!$AH21='Utility Admin'!$F$2:$AW$2)*(\"Lighting Controls\"=('Utility Admin'!$F$4:$AW$4)),0)),0)","v":0},false]
[null,14,null,null,null,null,null,null,null,null,null,null,null,{"$f":"IF(OR(I22=\"\",J22=\"\",AND(ProjectType=\"Retrofit\",OR(E22=\"\",F22=\"\"))),\"-\",IF(OR(CA22=0,CA22=\"Not Qualified\"),\"N\",IFERROR(INDEX('Fixture Descriptions'!K:K,MATCH(AD22,'Fixture Descriptions'!A:A,0)),\"N\")))","v":"-"},0,0,0,0,0,0,0,0,0,{"$f":"ROUND(IFERROR(IF($AE$7,BI22*MaxIncentive,Inventory!Z22),0),2)","v":0},0,0,0,0,0,{"$f":"IF(I22=\"\",\"\",IFERROR(VLOOKUP(I22,'Fixture Schedule'!$C$9:$D$58,2,0),I22))","v":""},{"$f":"10","v":10},{"$f":"IFERROR(VLOOKUP(IF(I22=\"REMOVED\",E22,AD22),'Fixture Descriptions'!A:J,10,FALSE),0)","v":0},{"$f":"IFERROR(INDEX('Buildings and Areas'!D$5:D$14,MATCH($C22,'Buildings and Areas'!$B$5:$B$14,0),1),\"\")","v":""},{"$f":"IFERROR(INDEX('Buildings and Areas'!C$5:C$14,MATCH($C22,'Buildings and Areas'!$B$5:$B$14,0),1),\"\")","v":""},{"$f":"IFERROR(INDEX('Buildings and Areas'!R$5:R$14,MATCH($C22,'Buildings and Areas'!$B$5:$B$14,0),1),0)","v":0},{"$f":"IFERROR(INDEX('Buildings and Areas'!S$5:S$14,MATCH($C22,'Buildings and Areas'!$B$5:$B$14,0),1),0)","v":0},{"$f":"IFERROR(INDEX('Buildings and Areas'!T$5:T$14,MATCH($C22,'Buildings and Areas'!$B$5:$B$14,0),1),0)","v":0},{"$f":"IFERROR(INDEX('Buildings and Areas'!O$5:O$14,MATCH($C22,'Buildings and Areas'!$B$5:$B$14,0),1),\"\")","v":""},{"$f":"IFERROR(INDEX('Buildings and Areas'!F$5:F$14,MATCH($C22,'Buildings and Areas'!$B$5:$B$14,0),1)&IF(AH22=\"Exterior\",\": \"&'Buildings and Areas'!$H$4,\"\"),\"\")","v":""},{"$f":"IFERROR(INDEX('Buildings and Areas'!H$5:H$14,MATCH($C22,'Buildings and Areas'!$B$5:$B$14,0),1),\"\")","v":""},{"$f":"IFERROR(IF(INDEX('Buildings and Areas'!L$5:L$14,MATCH($C22,'Buildings and Areas'!$B$5:$B$14,0),1)=\"\",\"Deemed\",INDEX('Buildings and Areas'!L$5:L$14,MATCH($C22,'Buildings and Areas'!$B$5:$B$14,0),1)),\"\")","v":""},{"$f":"IFERROR(IF(INDEX('Buildings and Areas'!M$5:M$14,MATCH($C22,'Buildings and Areas'!$B$5:$B$14,0),1)=\"\",\"Deemed\",INDEX('Buildings and Areas'!M$5:M$14,MATCH($C22,'Buildings and Areas'!$B$5:$B$14,0),1)),\"\")","v":""},{"$f":"IFERROR(INDEX('Buildings and Areas'!P$5:P$14,MATCH($C22,'Buildings and Areas'!$B$5:$B$14,0),1),0)","v":0},{"$f":"IFERROR(INDEX('Buildings and Areas'!Q$5:Q$14,MATCH($C22,'Buildings and Areas'!$B$5:$B$14,0),1),0)","v":0},{"$f":"IF(OR($AG22=\"\",$E22=\"\",$F22=\"\"),0,IF($F$124>0.1,(VLOOKUP($E22,'Fixture Descriptions'!$A:$I,8,0)/1000)*(1-$G$124),(VLOOKUP($E22,'Fixture Descriptions'!$A:$I,8,0)/1000)))","v":0},0,0,0,0,{"$f":"IFERROR(IF(AH22=\"Exterior\",1,IF(ProjectType=\"New Construction\",1-'Factor Tables'!$C$46,1-INDEX('Factor Tables'!C$46:C$51,MATCH(Inventory!$H22,'Factor Tables'!$B$46:$B$51,0)))),1)","v":1},{"$f":"IF(I22=\"REMOVED\",0,IF($AD22<>\"\",VLOOKUP($AD22,'Fixture Descriptions'!$A:$I,8,0)/1000,0))","v":0},0,0,0,0,0,0,0,{"$f":"IFERROR(IF(OR($AG22=\"\",$K22=\"\",AH22=\"Exterior\"),1,1-INDEX('Factor Tables'!C$46:D$51,MATCH(Inventory!$K22,'Factor Tables'!$B$46:$B$51,0),IF(ProjectType=\"Retrofit\",1,2))),1)","v":1},null,0,0,0,0,0,0,0,0,0,0,0,0,0,0,0,0,{"$f":"IFERROR(VLOOKUP(IF($AD22=\"Removed\",E22,$AD22),'Fixture Descriptions'!$A:$I,9,0),\"\")","v":0},{"$f":"IF($AD22=\"\",\"\",VLOOKUP($AD22,'Fixture Descriptions'!$A:$I,2,0))","v":""},{"$f":"IF(I22=\"\",\"\",IF(I22=\"Removed\",\"N/A\",IF(IFERROR(VLOOKUP(I22,'Fixture Schedule'!$C$9:$G$58,5,0),L22)=\"\",\"Not Qualified\",IFERROR(VLOOKUP(I22,'Fixture Schedule'!$C$9:$G$58,5,0),L22))))","v":""},{"$f":"IFERROR(INDEX('Utility Admin'!$F$3:$AW$3,1,MATCH(1,(CB$8='Utility Admin'!$F$1:$AW$1)*(Inventory!$AH22='Utility Admin'!$F$2:$AW$2)*(Inventory!$BY22=('Utility Admin'!$F$4:$AW$4)),0)),0)","v":0},{"$f":"IFERROR(INDEX('Utility Admin'!$F$3:$AW$3,1,MATCH(1,(CC$8='Utility Admin'!$F$1:$AW$1)*(Inventory!$AH22='Utility Admin'!$F$2:$AW$2)*(Inventory!$BY22=('Utility Admin'!$F$4:$AW$4)),0)),0)","v":0},{"$f":"IFERROR(INDEX('Utility Admin'!$F$3:$AW$3,1,MATCH(1,(CB$8='Utility Admin'!$F$1:$AW$1)*(Inventory!$AH22='Utility Admin'!$F$2:$AW$2)*(\"Lighting Controls\"=('Utility Admin'!$F$4:$AW$4)),0)),0)","v":0},{"$f":"IFERROR(INDEX('Utility Admin'!$F$3:$AW$3,1,MATCH(1,(CC$8='Utility Admin'!$F$1:$AW$1)*(Inventory!$AH22='Utility Admin'!$F$2:$AW$2)*(\"Lighting Controls\"=('Utility Admin'!$F$4:$AW$4)),0)),0)","v":0},false]
[null,15,null,null,null,null,null,null,null,null,null,null,null,{"$f":"IF(OR(I23=\"\",J23=\"\",AND(ProjectType=\"Retrofit\",OR(E23=\"\",F23=\"\"))),\"-\",IF(OR(CA23=0,CA23=\"Not Qualified\"),\"N\",IFERROR(INDEX('Fixture Descriptions'!K:K,MATCH(AD23,'Fixture Descriptions'!A:A,0)),\"N\")))","v":"-"},0,0,0,0,0,0,0,0,0,{"$f":"ROUND(IFERROR(IF($AE$7,BI23*MaxIncentive,Inventory!Z23),0),2)","v":0},0,0,0,0,0,{"$f":"IF(I23=\"\",\"\",IFERROR(VLOOKUP(I23,'Fixture Schedule'!$C$9:$D$58,2,0),I23))","v":""},{"$f":"10","v":10},{"$f":"IFERROR(VLOOKUP(IF(I23=\"REMOVED\",E23,AD23),'Fixture Descriptions'!A:J,10,FALSE),0)","v":0},{"$f":"IFERROR(INDEX('Buildings and Areas'!D$5:D$14,MATCH($C23,'Buildings and Areas'!$B$5:$B$14,0),1),\"\")","v":""},{"$f":"IFERROR(INDEX('Buildings and Areas'!C$5:C$14,MATCH($C23,'Buildings and Areas'!$B$5:$B$14,0),1),\"\")","v":""},{"$f":"IFERROR(INDEX('Buildings and Areas'!R$5:R$14,MATCH($C23,'Buildings and Areas'!$B$5:$B$14,0),1),0)","v":0},{"$f":"IFERROR(INDEX('Buildings and Areas'!S$5:S$14,MATCH($C23,'Buildings and Areas'!$B$5:$B$14,0),1),0)","v":0},{"$f":"IFERROR(INDEX('Buildings and Areas'!T$5:T$14,MATCH($C23,'Buildings and Areas'!$B$5:$B$14,0),1),0)","v":0},{"$f":"IFERROR(INDEX('Buildings and Areas'!O$5:O$14,MATCH($C23,'Buildings and Areas'!$B$5:$B$14,0),1),\"\")","v":""},{"$f":"IFERROR(INDEX('Buildings and Areas'!F$5:F$14,MATCH($C23,'Buildings and Areas'!$B$5:$B$14,0),1)&IF(AH23=\"Exterior\",\": \"&'Buildings and Areas'!$H$4,\"\"),\"\")","v":""},{"$f":"IFERROR(INDEX('Buildings and Areas'!H$5:H$14,MATCH($C23,'Buildings and Areas'!$B$5:$B$14,0),1),\"\")","v":""},{"$f":"IFERROR(IF(INDEX('Buildings and Areas'!L$5:L$14,MATCH($C23,'Buildings and Areas'!$B$5:$B$14,0),1)=\"\",\"Deemed\",INDEX('Buildings and Areas'!L$5:L$14,MATCH($C23,'Buildings and Areas'!$B$5:$B$14,0),1)),\"\")","v":""},{"$f":"IFERROR(IF(INDEX('Buildings and Areas'!M$5:M$14,MATCH($C23,'Buildings and Areas'!$B$5:$B$14,0),1)=\"\",\"Deemed\",INDEX('Buildings and Areas'!M$5:M$14,MATCH($C23,'Buildings and Areas'!$B$5:$B$14,0),1)),\"\")","v":""},{"$f":"IFERROR(INDEX('Buildings and Areas'!P$5:P$14,MATCH($C23,'Buildings and Areas'!$B$5:$B$14,0),1),0)","v":0},{"$f":"IFERROR(INDEX('Buildings and Areas'!Q$5:Q$14,MATCH($C23,'Buildings and Areas'!$B$5:$B$14,0),1),0)","v":0},{"$f":"IF(OR($AG23=\"\",$E23=\"\",$F23=\"\"),0,IF($F$124>0.1,(VLOOKUP($E23,'Fixture Descriptions'!$A:$I,8,0)/1000)*(1-$G$124),(VLOOKUP($E23,'Fixture Descriptions'!$A:$I,8,0)/1000)))","v":0},0,0,0,0,{"$f":"IFERROR(IF(AH23=\"Exterior\",1,IF(ProjectType=\"New Construction\",1-'Factor Tables'!$C$46,1-INDEX('Factor Tables'!C$46:C$51,MATCH(Inventory!$H23,'Factor Tables'!$B$46:$B$51,0)))),1)","v":1},{"$f":"IF(I23=\"REMOVED\",0,IF($AD23<>\"\",VLOOKUP($AD23,'Fixture Descriptions'!$A:$I,8,0)/1000,0))","v":0},0,0,0,0,0,0,0,{"$f":"IFERROR(IF(OR($AG23=\"\",$K23=\"\",AH23=\"Exterior\"),1,1-INDEX('Factor Tables'!C$46:D$51,MATCH(Inventory!$K23,'Factor Tables'!$B$46:$B$51,0),IF(ProjectType=\"Retrofit\",1,2))),1)","v":1},null,0,0,0,0,0,0,0,0,0,0,0,0,0,0,0,0,{"$f":"IFERROR(VLOOKUP(IF($AD23=\"Removed\",E23,$AD23),'Fixture Descriptions'!$A:$I,9,0),\"\")","v":0},{"$f":"IF($AD23=\"\",\"\",VLOOKUP($AD23,'Fixture Descriptions'!$A:$I,2,0))","v":""},{"$f":"IF(I23=\"\",\"\",IF(I23=\"Removed\",\"N/A\",IF(IFERROR(VLOOKUP(I23,'Fixture Schedule'!$C$9:$G$58,5,0),L23)=\"\",\"Not Qualified\",IFERROR(VLOOKUP(I23,'Fixture Schedule'!$C$9:$G$58,5,0),L23))))","v":""},{"$f":"IFERROR(INDEX('Utility Admin'!$F$3:$AW$3,1,MATCH(1,(CB$8='Utility Admin'!$F$1:$AW$1)*(Inventory!$AH23='Utility Admin'!$F$2:$AW$2)*(Inventory!$BY23=('Utility Admin'!$F$4:$AW$4)),0)),0)","v":0},{"$f":"IFERROR(INDEX('Utility Admin'!$F$3:$AW$3,1,MATCH(1,(CC$8='Utility Admin'!$F$1:$AW$1)*(Inventory!$AH23='Utility Admin'!$F$2:$AW$2)*(Inventory!$BY23=('Utility Admin'!$F$4:$AW$4)),0)),0)","v":0},{"$f":"IFERROR(INDEX('Utility Admin'!$F$3:$AW$3,1,MATCH(1,(CB$8='Utility Admin'!$F$1:$AW$1)*(Inventory!$AH23='Utility Admin'!$F$2:$AW$2)*(\"Lighting Controls\"=('Utility Admin'!$F$4:$AW$4)),0)),0)","v":0},{"$f":"IFERROR(INDEX('Utility Admin'!$F$3:$AW$3,1,MATCH(1,(CC$8='Utility Admin'!$F$1:$AW$1)*(Inventory!$AH23='Utility Admin'!$F$2:$AW$2)*(\"Lighting Controls\"=('Utility Admin'!$F$4:$AW$4)),0)),0)","v":0},false]
[null,16,null,null,null,null,null,null,null,null,null,null,null,{"$f":"IF(OR(I24=\"\",J24=\"\",AND(ProjectType=\"Retrofit\",OR(E24=\"\",F24=\"\"))),\"-\",IF(OR(CA24=0,CA24=\"Not Qualified\"),\"N\",IFERROR(INDEX('Fixture Descriptions'!K:K,MATCH(AD24,'Fixture Descriptions'!A:A,0)),\"N\")))","v":"-"},0,0,0,0,0,0,0,0,0,{"$f":"ROUND(IFERROR(IF($AE$7,BI24*MaxIncentive,Inventory!Z24),0),2)","v":0},0,0,0,0,0,{"$f":"IF(I24=\"\",\"\",IFERROR(VLOOKUP(I24,'Fixture Schedule'!$C$9:$D$58,2,0),I24))","v":""},{"$f":"10","v":10},{"$f":"IFERROR(VLOOKUP(IF(I24=\"REMOVED\",E24,AD24),'Fixture Descriptions'!A:J,10,FALSE),0)","v":0},{"$f":"IFERROR(INDEX('Buildings and Areas'!D$5:D$14,MATCH($C24,'Buildings and Areas'!$B$5:$B$14,0),1),\"\")","v":""},{"$f":"IFERROR(INDEX('Buildings and Areas'!C$5:C$14,MATCH($C24,'Buildings and Areas'!$B$5:$B$14,0),1),\"\")","v":""},{"$f":"IFERROR(INDEX('Buildings and Areas'!R$5:R$14,MATCH($C24,'Buildings and Areas'!$B$5:$B$14,0),1),0)","v":0},{"$f":"IFERROR(INDEX('Buildings and Areas'!S$5:S$14,MATCH($C24,'Buildings and Areas'!$B$5:$B$14,0),1),0)","v":0},{"$f":"IFERROR(INDEX('Buildings and Areas'!T$5:T$14,MATCH($C24,'Buildings and Areas'!$B$5:$B$14,0),1),0)","v":0},{"$f":"IFERROR(INDEX('Buildings and Areas'!O$5:O$14,MATCH($C24,'Buildings and Areas'!$B$5:$B$14,0),1),\"\")","v":""},{"$f":"IFERROR(INDEX('Buildings and Areas'!F$5:F$14,MATCH($C24,'Buildings and Areas'!$B$5:$B$14,0),1)&IF(AH24=\"Exterior\",\": \"&'Buildings and Areas'!$H$4,\"\"),\"\")","v":""},{"$f":"IFERROR(INDEX('Buildings and Areas'!H$5:H$14,MATCH($C24,'Buildings and Areas'!$B$5:$B$14,0),1),\"\")","v":""},{"$f":"IFERROR(IF(INDEX('Buildings and Areas'!L$5:L$14,MATCH($C24,'Buildings and Areas'!$B$5:$B$14,0),1)=\"\",\"Deemed\",INDEX('Buildings and Areas'!L$5:L$14,MATCH($C24,'Buildings and Areas'!$B$5:$B$14,0),1)),\"\")","v":""},{"$f":"IFERROR(IF(INDEX('Buildings and Areas'!M$5:M$14,MATCH($C24,'Buildings and Areas'!$B$5:$B$14,0),1)=\"\",\"Deemed\",INDEX('Buildings and Areas'!M$5:M$14,MATCH($C24,'Buildings and Areas'!$B$5:$B$14,0),1)),\"\")","v":""},{"$f":"IFERROR(INDEX('Buildings and Areas'!P$5:P$14,MATCH($C24,'Buildings and Areas'!$B$5:$B$14,0),1),0)","v":0},{"$f":"IFERROR(INDEX('Buildings and Areas'!Q$5:Q$14,MATCH($C24,'Buildings and Areas'!$B$5:$B$14,0),1),0)","v":0},{"$f":"IF(OR($AG24=\"\",$E24=\"\",$F24=\"\"),0,IF($F$124>0.1,(VLOOKUP($E24,'Fixture Descriptions'!$A:$I,8,0)/1000)*(1-$G$124),(VLOOKUP($E24,'Fixture Descriptions'!$A:$I,8,0)/1000)))","v":0},0,0,0,0,{"$f":"IFERROR(IF(AH24=\"Exterior\",1,IF(ProjectType=\"New Construction\",1-'Factor Tables'!$C$46,1-INDEX('Factor Tables'!C$46:C$51,MATCH(Inventory!$H24,'Factor Tables'!$B$46:$B$51,0)))),1)","v":1},{"$f":"IF(I24=\"REMOVED\",0,IF($AD24<>\"\",VLOOKUP($AD24,'Fixture Descriptions'!$A:$I,8,0)/1000,0))","v":0},0,0,0,0,0,0,0,{"$f":"IFERROR(IF(OR($AG24=\"\",$K24=\"\",AH24=\"Exterior\"),1,1-INDEX('Factor Tables'!C$46:D$51,MATCH(Inventory!$K24,'Factor Tables'!$B$46:$B$51,0),IF(ProjectType=\"Retrofit\",1,2))),1)","v":1},null,0,0,0,0,0,0,0,0,0,0,0,0,0,0,0,0,{"$f":"IFERROR(VLOOKUP(IF($AD24=\"Removed\",E24,$AD24),'Fixture Descriptions'!$A:$I,9,0),\"\")","v":0},{"$f":"IF($AD24=\"\",\"\",VLOOKUP($AD24,'Fixture Descriptions'!$A:$I,2,0))","v":""},{"$f":"IF(I24=\"\",\"\",IF(I24=\"Removed\",\"N/A\",IF(IFERROR(VLOOKUP(I24,'Fixture Schedule'!$C$9:$G$58,5,0),L24)=\"\",\"Not Qualified\",IFERROR(VLOOKUP(I24,'Fixture Schedule'!$C$9:$G$58,5,0),L24))))","v":""},{"$f":"IFERROR(INDEX('Utility Admin'!$F$3:$AW$3,1,MATCH(1,(CB$8='Utility Admin'!$F$1:$AW$1)*(Inventory!$AH24='Utility Admin'!$F$2:$AW$2)*(Inventory!$BY24=('Utility Admin'!$F$4:$AW$4)),0)),0)","v":0},{"$f":"IFERROR(INDEX('Utility Admin'!$F$3:$AW$3,1,MATCH(1,(CC$8='Utility Admin'!$F$1:$AW$1)*(Inventory!$AH24='Utility Admin'!$F$2:$AW$2)*(Inventory!$BY24=('Utility Admin'!$F$4:$AW$4)),0)),0)","v":0},{"$f":"IFERROR(INDEX('Utility Admin'!$F$3:$AW$3,1,MATCH(1,(CB$8='Utility Admin'!$F$1:$AW$1)*(Inventory!$AH24='Utility Admin'!$F$2:$AW$2)*(\"Lighting Controls\"=('Utility Admin'!$F$4:$AW$4)),0)),0)","v":0},{"$f":"IFERROR(INDEX('Utility Admin'!$F$3:$AW$3,1,MATCH(1,(CC$8='Utility Admin'!$F$1:$AW$1)*(Inventory!$AH24='Utility Admin'!$F$2:$AW$2)*(\"Lighting Controls\"=('Utility Admin'!$F$4:$AW$4)),0)),0)","v":0},false]
[null,17,null,null,null,null,null,null,null,null,null,null,null,{"$f":"IF(OR(I25=\"\",J25=\"\",AND(ProjectType=\"Retrofit\",OR(E25=\"\",F25=\"\"))),\"-\",IF(OR(CA25=0,CA25=\"Not Qualified\"),\"N\",IFERROR(INDEX('Fixture Descriptions'!K:K,MATCH(AD25,'Fixture Descriptions'!A:A,0)),\"N\")))","v":"-"},0,0,0,0,0,0,0,0,0,{"$f":"ROUND(IFERROR(IF($AE$7,BI25*MaxIncentive,Inventory!Z25),0),2)","v":0},0,0,0,0,0,{"$f":"IF(I25=\"\",\"\",IFERROR(VLOOKUP(I25,'Fixture Schedule'!$C$9:$D$58,2,0),I25))","v":""},{"$f":"10","v":10},{"$f":"IFERROR(VLOOKUP(IF(I25=\"REMOVED\",E25,AD25),'Fixture Descriptions'!A:J,10,FALSE),0)","v":0},{"$f":"IFERROR(INDEX('Buildings and Areas'!D$5:D$14,MATCH($C25,'Buildings and Areas'!$B$5:$B$14,0),1),\"\")","v":""},{"$f":"IFERROR(INDEX('Buildings and Areas'!C$5:C$14,MATCH($C25,'Buildings and Areas'!$B$5:$B$14,0),1),\"\")","v":""},{"$f":"IFERROR(INDEX('Buildings and Areas'!R$5:R$14,MATCH($C25,'Buildings and Areas'!$B$5:$B$14,0),1),0)","v":0},{"$f":"IFERROR(INDEX('Buildings and Areas'!S$5:S$14,MATCH($C25,'Buildings and Areas'!$B$5:$B$14,0),1),0)","v":0},{"$f":"IFERROR(INDEX('Buildings and Areas'!T$5:T$14,MATCH($C25,'Buildings and Areas'!$B$5:$B$14,0),1),0)","v":0},{"$f":"IFERROR(INDEX('Buildings and Areas'!O$5:O$14,MATCH($C25,'Buildings and Areas'!$B$5:$B$14,0),1),\"\")","v":""},{"$f":"IFERROR(INDEX('Buildings and Areas'!F$5:F$14,MATCH($C25,'Buildings and Areas'!$B$5:$B$14,0),1)&IF(AH25=\"Exterior\",\": \"&'Buildings and Areas'!$H$4,\"\"),\"\")","v":""},{"$f":"IFERROR(INDEX('Buildings and Areas'!H$5:H$14,MATCH($C25,'Buildings and Areas'!$B$5:$B$14,0),1),\"\")","v":""},{"$f":"IFERROR(IF(INDEX('Buildings and Areas'!L$5:L$14,MATCH($C25,'Buildings and Areas'!$B$5:$B$14,0),1)=\"\",\"Deemed\",INDEX('Buildings and Areas'!L$5:L$14,MATCH($C25,'Buildings and Areas'!$B$5:$B$14,0),1)),\"\")","v":""},{"$f":"IFERROR(IF(INDEX('Buildings and Areas'!M$5:M$14,MATCH($C25,'Buildings and Areas'!$B$5:$B$14,0),1)=\"\",\"Deemed\",INDEX('Buildings and Areas'!M$5:M$14,MATCH($C25,'Buildings and Areas'!$B$5:$B$14,0),1)),\"\")","v":""},{"$f":"IFERROR(INDEX('Buildings and Areas'!P$5:P$14,MATCH($C25,'Buildings and Areas'!$B$5:$B$14,0),1),0)","v":0},{"$f":"IFERROR(INDEX('Buildings and Areas'!Q$5:Q$14,MATCH($C25,'Buildings and Areas'!$B$5:$B$14,0),1),0)","v":0},{"$f":"IF(OR($AG25=\"\",$E25=\"\",$F25=\"\"),0,IF($F$124>0.1,(VLOOKUP($E25,'Fixture Descriptions'!$A:$I,8,0)/1000)*(1-$G$124),(VLOOKUP($E25,'Fixture Descriptions'!$A:$I,8,0)/1000)))","v":0},0,0,0,0,{"$f":"IFERROR(IF(AH25=\"Exterior\",1,IF(ProjectType=\"New Construction\",1-'Factor Tables'!$C$46,1-INDEX('Factor Tables'!C$46:C$51,MATCH(Inventory!$H25,'Factor Tables'!$B$46:$B$51,0)))),1)","v":1},{"$f":"IF(I25=\"REMOVED\",0,IF($AD25<>\"\",VLOOKUP($AD25,'Fixture Descriptions'!$A:$I,8,0)/1000,0))","v":0},0,0,0,0,0,0,0,{"$f":"IFERROR(IF(OR($AG25=\"\",$K25=\"\",AH25=\"Exterior\"),1,1-INDEX('Factor Tables'!C$46:D$51,MATCH(Inventory!$K25,'Factor Tables'!$B$46:$B$51,0),IF(ProjectType=\"Retrofit\",1,2))),1)","v":1},null,0,0,0,0,0,0,0,0,0,0,0,0,0,0,0,0,{"$f":"IFERROR(VLOOKUP(IF($AD25=\"Removed\",E25,$AD25),'Fixture Descriptions'!$A:$I,9,0),\"\")","v":0},{"$f":"IF($AD25=\"\",\"\",VLOOKUP($AD25,'Fixture Descriptions'!$A:$I,2,0))","v":""},{"$f":"IF(I25=\"\",\"\",IF(I25=\"Removed\",\"N/A\",IF(IFERROR(VLOOKUP(I25,'Fixture Schedule'!$C$9:$G$58,5,0),L25)=\"\",\"Not Qualified\",IFERROR(VLOOKUP(I25,'Fixture Schedule'!$C$9:$G$58,5,0),L25))))","v":""},{"$f":"IFERROR(INDEX('Utility Admin'!$F$3:$AW$3,1,MATCH(1,(CB$8='Utility Admin'!$F$1:$AW$1)*(Inventory!$AH25='Utility Admin'!$F$2:$AW$2)*(Inventory!$BY25=('Utility Admin'!$F$4:$AW$4)),0)),0)","v":0},{"$f":"IFERROR(INDEX('Utility Admin'!$F$3:$AW$3,1,MATCH(1,(CC$8='Utility Admin'!$F$1:$AW$1)*(Inventory!$AH25='Utility Admin'!$F$2:$AW$2)*(Inventory!$BY25=('Utility Admin'!$F$4:$AW$4)),0)),0)","v":0},{"$f":"IFERROR(INDEX('Utility Admin'!$F$3:$AW$3,1,MATCH(1,(CB$8='Utility Admin'!$F$1:$AW$1)*(Inventory!$AH25='Utility Admin'!$F$2:$AW$2)*(\"Lighting Controls\"=('Utility Admin'!$F$4:$AW$4)),0)),0)","v":0},{"$f":"IFERROR(INDEX('Utility Admin'!$F$3:$AW$3,1,MATCH(1,(CC$8='Utility Admin'!$F$1:$AW$1)*(Inventory!$AH25='Utility Admin'!$F$2:$AW$2)*(\"Lighting Controls\"=('Utility Admin'!$F$4:$AW$4)),0)),0)","v":0},false]
[null,18,null,null,null,null,null,null,null,null,null,null,null,{"$f":"IF(OR(I26=\"\",J26=\"\",AND(ProjectType=\"Retrofit\",OR(E26=\"\",F26=\"\"))),\"-\",IF(OR(CA26=0,CA26=\"Not Qualified\"),\"N\",IFERROR(INDEX('Fixture Descriptions'!K:K,MATCH(AD26,'Fixture Descriptions'!A:A,0)),\"N\")))","v":"-"},0,0,0,0,0,0,0,0,0,{"$f":"ROUND(IFERROR(IF($AE$7,BI26*MaxIncentive,Inventory!Z26),0),2)","v":0},0,0,0,0,0,{"$f":"IF(I26=\"\",\"\",IFERROR(VLOOKUP(I26,'Fixture Schedule'!$C$9:$D$58,2,0),I26))","v":""},{"$f":"10","v":10},{"$f":"IFERROR(VLOOKUP(IF(I26=\"REMOVED\",E26,AD26),'Fixture Descriptions'!A:J,10,FALSE),0)","v":0},{"$f":"IFERROR(INDEX('Buildings and Areas'!D$5:D$14,MATCH($C26,'Buildings and Areas'!$B$5:$B$14,0),1),\"\")","v":""},{"$f":"IFERROR(INDEX('Buildings and Areas'!C$5:C$14,MATCH($C26,'Buildings and Areas'!$B$5:$B$14,0),1),\"\")","v":""},{"$f":"IFERROR(INDEX('Buildings and Areas'!R$5:R$14,MATCH($C26,'Buildings and Areas'!$B$5:$B$14,0),1),0)","v":0},{"$f":"IFERROR(INDEX('Buildings and Areas'!S$5:S$14,MATCH($C26,'Buildings and Areas'!$B$5:$B$14,0),1),0)","v":0},{"$f":"IFERROR(INDEX('Buildings and Areas'!T$5:T$14,MATCH($C26,'Buildings and Areas'!$B$5:$B$14,0),1),0)","v":0},{"$f":"IFERROR(INDEX('Buildings and Areas'!O$5:O$14,MATCH($C26,'Buildings and Areas'!$B$5:$B$14,0),1),\"\")","v":""},{"$f":"IFERROR(INDEX('Buildings and Areas'!F$5:F$14,MATCH($C26,'Buildings and Areas'!$B$5:$B$14,0),1)&IF(AH26=\"Exterior\",\": \"&'Buildings and Areas'!$H$4,\"\"),\"\")","v":""},{"$f":"IFERROR(INDEX('Buildings and Areas'!H$5:H$14,MATCH($C26,'Buildings and Areas'!$B$5:$B$14,0),1),\"\")","v":""},{"$f":"IFERROR(IF(INDEX('Buildings and Areas'!L$5:L$14,MATCH($C26,'Buildings and Areas'!$B$5:$B$14,0),1)=\"\",\"Deemed\",INDEX('Buildings and Areas'!L$5:L$14,MATCH($C26,'Buildings and Areas'!$B$5:$B$14,0),1)),\"\")","v":""},{"$f":"IFERROR(IF(INDEX('Buildings and Areas'!M$5:M$14,MATCH($C26,'Buildings and Areas'!$B$5:$B$14,0),1)=\"\",\"Deemed\",INDEX('Buildings and Areas'!M$5:M$14,MATCH($C26,'Buildings and Areas'!$B$5:$B$14,0),1)),\"\")","v":""},{"$f":"IFERROR(INDEX('Buildings and Areas'!P$5:P$14,MATCH($C26,'Buildings and Areas'!$B$5:$B$14,0),1),0)","v":0},{"$f":"IFERROR(INDEX('Buildings and Areas'!Q$5:Q$14,MATCH($C26,'Buildings and Areas'!$B$5:$B$14,0),1),0)","v":0},{"$f":"IF(OR($AG26=\"\",$E26=\"\",$F26=\"\"),0,IF($F$124>0.1,(VLOOKUP($E26,'Fixture Descriptions'!$A:$I,8,0)/1000)*(1-$G$124),(VLOOKUP($E26,'Fixture Descriptions'!$A:$I,8,0)/1000)))","v":0},0,0,0,0,{"$f":"IFERROR(IF(AH26=\"Exterior\",1,IF(ProjectType=\"New Construction\",1-'Factor Tables'!$C$46,1-INDEX('Factor Tables'!C$46:C$51,MATCH(Inventory!$H26,'Factor Tables'!$B$46:$B$51,0)))),1)","v":1},{"$f":"IF(I26=\"REMOVED\",0,IF($AD26<>\"\",VLOOKUP($AD26,'Fixture Descriptions'!$A:$I,8,0)/1000,0))","v":0},0,0,0,0,0,0,0,{"$f":"IFERROR(IF(OR($AG26=\"\",$K26=\"\",AH26=\"Exterior\"),1,1-INDEX('Factor Tables'!C$46:D$51,MATCH(Inventory!$K26,'Factor Tables'!$B$46:$B$51,0),IF(ProjectType=\"Retrofit\",1,2))),1)","v":1},null,0,0,0,0,0,0,0,0,0,0,0,0,0,0,0,0,{"$f":"IFERROR(VLOOKUP(IF($AD26=\"Removed\",E26,$AD26),'Fixture Descriptions'!$A:$I,9,0),\"\")","v":0},{"$f":"IF($AD26=\"\",\"\",VLOOKUP($AD26,'Fixture Descriptions'!$A:$I,2,0))","v":""},{"$f":"IF(I26=\"\",\"\",IF(I26=\"Removed\",\"N/A\",IF(IFERROR(VLOOKUP(I26,'Fixture Schedule'!$C$9:$G$58,5,0),L26)=\"\",\"Not Qualified\",IFERROR(VLOOKUP(I26,'Fixture Schedule'!$C$9:$G$58,5,0),L26))))","v":""},{"$f":"IFERROR(INDEX('Utility Admin'!$F$3:$AW$3,1,MATCH(1,(CB$8='Utility Admin'!$F$1:$AW$1)*(Inventory!$AH26='Utility Admin'!$F$2:$AW$2)*(Inventory!$BY26=('Utility Admin'!$F$4:$AW$4)),0)),0)","v":0},{"$f":"IFERROR(INDEX('Utility Admin'!$F$3:$AW$3,1,MATCH(1,(CC$8='Utility Admin'!$F$1:$AW$1)*(Inventory!$AH26='Utility Admin'!$F$2:$AW$2)*(Inventory!$BY26=('Utility Admin'!$F$4:$AW$4)),0)),0)","v":0},{"$f":"IFERROR(INDEX('Utility Admin'!$F$3:$AW$3,1,MATCH(1,(CB$8='Utility Admin'!$F$1:$AW$1)*(Inventory!$AH26='Utility Admin'!$F$2:$AW$2)*(\"Lighting Controls\"=('Utility Admin'!$F$4:$AW$4)),0)),0)","v":0},{"$f":"IFERROR(INDEX('Utility Admin'!$F$3:$AW$3,1,MATCH(1,(CC$8='Utility Admin'!$F$1:$AW$1)*(Inventory!$AH26='Utility Admin'!$F$2:$AW$2)*(\"Lighting Controls\"=('Utility Admin'!$F$4:$AW$4)),0)),0)","v":0},false]
[null,19,null,null,null,null,null,null,null,null,null,null,null,{"$f":"IF(OR(I27=\"\",J27=\"\",AND(ProjectType=\"Retrofit\",OR(E27=\"\",F27=\"\"))),\"-\",IF(OR(CA27=0,CA27=\"Not Qualified\"),\"N\",IFERROR(INDEX('Fixture Descriptions'!K:K,MATCH(AD27,'Fixture Descriptions'!A:A,0)),\"N\")))","v":"-"},0,0,0,0,0,0,0,0,0,{"$f":"ROUND(IFERROR(IF($AE$7,BI27*MaxIncentive,Inventory!Z27),0),2)","v":0},0,0,0,0,0,{"$f":"IF(I27=\"\",\"\",IFERROR(VLOOKUP(I27,'Fixture Schedule'!$C$9:$D$58,2,0),I27))","v":""},{"$f":"10","v":10},{"$f":"IFERROR(VLOOKUP(IF(I27=\"REMOVED\",E27,AD27),'Fixture Descriptions'!A:J,10,FALSE),0)","v":0},{"$f":"IFERROR(INDEX('Buildings and Areas'!D$5:D$14,MATCH($C27,'Buildings and Areas'!$B$5:$B$14,0),1),\"\")","v":""},{"$f":"IFERROR(INDEX('Buildings and Areas'!C$5:C$14,MATCH($C27,'Buildings and Areas'!$B$5:$B$14,0),1),\"\")","v":""},{"$f":"IFERROR(INDEX('Buildings and Areas'!R$5:R$14,MATCH($C27,'Buildings and Areas'!$B$5:$B$14,0),1),0)","v":0},{"$f":"IFERROR(INDEX('Buildings and Areas'!S$5:S$14,MATCH($C27,'Buildings and Areas'!$B$5:$B$14,0),1),0)","v":0},{"$f":"IFERROR(INDEX('Buildings and Areas'!T$5:T$14,MATCH($C27,'Buildings and Areas'!$B$5:$B$14,0),1),0)","v":0},{"$f":"IFERROR(INDEX('Buildings and Areas'!O$5:O$14,MATCH($C27,'Buildings and Areas'!$B$5:$B$14,0),1),\"\")","v":""},{"$f":"IFERROR(INDEX('Buildings and Areas'!F$5:F$14,MATCH($C27,'Buildings and Areas'!$B$5:$B$14,0),1)&IF(AH27=\"Exterior\",\": \"&'Buildings and Areas'!$H$4,\"\"),\"\")","v":""},{"$f":"IFERROR(INDEX('Buildings and Areas'!H$5:H$14,MATCH($C27,'Buildings and Areas'!$B$5:$B$14,0),1),\"\")","v":""},{"$f":"IFERROR(IF(INDEX('Buildings and Areas'!L$5:L$14,MATCH($C27,'Buildings and Areas'!$B$5:$B$14,0),1)=\"\",\"Deemed\",INDEX('Buildings and Areas'!L$5:L$14,MATCH($C27,'Buildings and Areas'!$B$5:$B$14,0),1)),\"\")","v":""},{"$f":"IFERROR(IF(INDEX('Buildings and Areas'!M$5:M$14,MATCH($C27,'Buildings and Areas'!$B$5:$B$14,0),1)=\"\",\"Deemed\",INDEX('Buildings and Areas'!M$5:M$14,MATCH($C27,'Buildings and Areas'!$B$5:$B$14,0),1)),\"\")","v":""},{"$f":"IFERROR(INDEX('Buildings and Areas'!P$5:P$14,MATCH($C27,'Buildings and Areas'!$B$5:$B$14,0),1),0)","v":0},{"$f":"IFERROR(INDEX('Buildings and Areas'!Q$5:Q$14,MATCH($C27,'Buildings and Areas'!$B$5:$B$14,0),1),0)","v":0},{"$f":"IF(OR($AG27=\"\",$E27=\"\",$F27=\"\"),0,IF($F$124>0.1,(VLOOKUP($E27,'Fixture Descriptions'!$A:$I,8,0)/1000)*(1-$G$124),(VLOOKUP($E27,'Fixture Descriptions'!$A:$I,8,0)/1000)))","v":0},0,0,0,0,{"$f":"IFERROR(IF(AH27=\"Exterior\",1,IF(ProjectType=\"New Construction\",1-'Factor Tables'!$C$46,1-INDEX('Factor Tables'!C$46:C$51,MATCH(Inventory!$H27,'Factor Tables'!$B$46:$B$51,0)))),1)","v":1},{"$f":"IF(I27=\"REMOVED\",0,IF($AD27<>\"\",VLOOKUP($AD27,'Fixture Descriptions'!$A:$I,8,0)/1000,0))","v":0},0,0,0,0,0,0,0,{"$f":"IFERROR(IF(OR($AG27=\"\",$K27=\"\",AH27=\"Exterior\"),1,1-INDEX('Factor Tables'!C$46:D$51,MATCH(Inventory!$K27,'Factor Tables'!$B$46:$B$51,0),IF(ProjectType=\"Retrofit\",1,2))),1)","v":1},null,0,0,0,0,0,0,0,0,0,0,0,0,0,0,0,0,{"$f":"IFERROR(VLOOKUP(IF($AD27=\"Removed\",E27,$AD27),'Fixture Descriptions'!$A:$I,9,0),\"\")","v":0},{"$f":"IF($AD27=\"\",\"\",VLOOKUP($AD27,'Fixture Descriptions'!$A:$I,2,0))","v":""},{"$f":"IF(I27=\"\",\"\",IF(I27=\"Removed\",\"N/A\",IF(IFERROR(VLOOKUP(I27,'Fixture Schedule'!$C$9:$G$58,5,0),L27)=\"\",\"Not Qualified\",IFERROR(VLOOKUP(I27,'Fixture Schedule'!$C$9:$G$58,5,0),L27))))","v":""},{"$f":"IFERROR(INDEX('Utility Admin'!$F$3:$AW$3,1,MATCH(1,(CB$8='Utility Admin'!$F$1:$AW$1)*(Inventory!$AH27='Utility Admin'!$F$2:$AW$2)*(Inventory!$BY27=('Utility Admin'!$F$4:$AW$4)),0)),0)","v":0},{"$f":"IFERROR(INDEX('Utility Admin'!$F$3:$AW$3,1,MATCH(1,(CC$8='Utility Admin'!$F$1:$AW$1)*(Inventory!$AH27='Utility Admin'!$F$2:$AW$2)*(Inventory!$BY27=('Utility Admin'!$F$4:$AW$4)),0)),0)","v":0},{"$f":"IFERROR(INDEX('Utility Admin'!$F$3:$AW$3,1,MATCH(1,(CB$8='Utility Admin'!$F$1:$AW$1)*(Inventory!$AH27='Utility Admin'!$F$2:$AW$2)*(\"Lighting Controls\"=('Utility Admin'!$F$4:$AW$4)),0)),0)","v":0},{"$f":"IFERROR(INDEX('Utility Admin'!$F$3:$AW$3,1,MATCH(1,(CC$8='Utility Admin'!$F$1:$AW$1)*(Inventory!$AH27='Utility Admin'!$F$2:$AW$2)*(\"Lighting Controls\"=('Utility Admin'!$F$4:$AW$4)),0)),0)","v":0},false]
[null,20,null,null,null,null,null,null,null,null,null,null,null,{"$f":"IF(OR(I28=\"\",J28=\"\",AND(ProjectType=\"Retrofit\",OR(E28=\"\",F28=\"\"))),\"-\",IF(OR(CA28=0,CA28=\"Not Qualified\"),\"N\",IFERROR(INDEX('Fixture Descriptions'!K:K,MATCH(AD28,'Fixture Descriptions'!A:A,0)),\"N\")))","v":"-"},0,0,0,0,0,0,0,0,0,{"$f":"ROUND(IFERROR(IF($AE$7,BI28*MaxIncentive,Inventory!Z28),0),2)","v":0},0,0,0,0,0,{"$f":"IF(I28=\"\",\"\",IFERROR(VLOOKUP(I28,'Fixture Schedule'!$C$9:$D$58,2,0),I28))","v":""},{"$f":"10","v":10},{"$f":"IFERROR(VLOOKUP(IF(I28=\"REMOVED\",E28,AD28),'Fixture Descriptions'!A:J,10,FALSE),0)","v":0},{"$f":"IFERROR(INDEX('Buildings and Areas'!D$5:D$14,MATCH($C28,'Buildings and Areas'!$B$5:$B$14,0),1),\"\")","v":""},{"$f":"IFERROR(INDEX('Buildings and Areas'!C$5:C$14,MATCH($C28,'Buildings and Areas'!$B$5:$B$14,0),1),\"\")","v":""},{"$f":"IFERROR(INDEX('Buildings and Areas'!R$5:R$14,MATCH($C28,'Buildings and Areas'!$B$5:$B$14,0),1),0)","v":0},{"$f":"IFERROR(INDEX('Buildings and Areas'!S$5:S$14,MATCH($C28,'Buildings and Areas'!$B$5:$B$14,0),1),0)","v":0},{"$f":"IFERROR(INDEX('Buildings and Areas'!T$5:T$14,MATCH($C28,'Buildings and Areas'!$B$5:$B$14,0),1),0)","v":0},{"$f":"IFERROR(INDEX('Buildings and Areas'!O$5:O$14,MATCH($C28,'Buildings and Areas'!$B$5:$B$14,0),1),\"\")","v":""},{"$f":"IFERROR(INDEX('Buildings and Areas'!F$5:F$14,MATCH($C28,'Buildings and Areas'!$B$5:$B$14,0),1)&IF(AH28=\"Exterior\",\": \"&'Buildings and Areas'!$H$4,\"\"),\"\")","v":""},{"$f":"IFERROR(INDEX('Buildings and Areas'!H$5:H$14,MATCH($C28,'Buildings and Areas'!$B$5:$B$14,0),1),\"\")","v":""},{"$f":"IFERROR(IF(INDEX('Buildings and Areas'!L$5:L$14,MATCH($C28,'Buildings and Areas'!$B$5:$B$14,0),1)=\"\",\"Deemed\",INDEX('Buildings and Areas'!L$5:L$14,MATCH($C28,'Buildings and Areas'!$B$5:$B$14,0),1)),\"\")","v":""},{"$f":"IFERROR(IF(INDEX('Buildings and Areas'!M$5:M$14,MATCH($C28,'Buildings and Areas'!$B$5:$B$14,0),1)=\"\",\"Deemed\",INDEX('Buildings and Areas'!M$5:M$14,MATCH($C28,'Buildings and Areas'!$B$5:$B$14,0),1)),\"\")","v":""},{"$f":"IFERROR(INDEX('Buildings and Areas'!P$5:P$14,MATCH($C28,'Buildings and Areas'!$B$5:$B$14,0),1),0)","v":0},{"$f":"IFERROR(INDEX('Buildings and Areas'!Q$5:Q$14,MATCH($C28,'Buildings and Areas'!$B$5:$B$14,0),1),0)","v":0},{"$f":"IF(OR($AG28=\"\",$E28=\"\",$F28=\"\"),0,IF($F$124>0.1,(VLOOKUP($E28,'Fixture Descriptions'!$A:$I,8,0)/1000)*(1-$G$124),(VLOOKUP($E28,'Fixture Descriptions'!$A:$I,8,0)/1000)))","v":0},0,0,0,0,{"$f":"IFERROR(IF(AH28=\"Exterior\",1,IF(ProjectType=\"New Construction\",1-'Factor Tables'!$C$46,1-INDEX('Factor Tables'!C$46:C$51,MATCH(Inventory!$H28,'Factor Tables'!$B$46:$B$51,0)))),1)","v":1},{"$f":"IF(I28=\"REMOVED\",0,IF($AD28<>\"\",VLOOKUP($AD28,'Fixture Descriptions'!$A:$I,8,0)/1000,0))","v":0},0,0,0,0,0,0,0,{"$f":"IFERROR(IF(OR($AG28=\"\",$K28=\"\",AH28=\"Exterior\"),1,1-INDEX('Factor Tables'!C$46:D$51,MATCH(Inventory!$K28,'Factor Tables'!$B$46:$B$51,0),IF(ProjectType=\"Retrofit\",1,2))),1)","v":1},null,0,0,0,0,0,0,0,0,0,0,0,0,0,0,0,0,{"$f":"IFERROR(VLOOKUP(IF($AD28=\"Removed\",E28,$AD28),'Fixture Descriptions'!$A:$I,9,0),\"\")","v":0},{"$f":"IF($AD28=\"\",\"\",VLOOKUP($AD28,'Fixture Descriptions'!$A:$I,2,0))","v":""},{"$f":"IF(I28=\"\",\"\",IF(I28=\"Removed\",\"N/A\",IF(IFERROR(VLOOKUP(I28,'Fixture Schedule'!$C$9:$G$58,5,0),L28)=\"\",\"Not Qualified\",IFERROR(VLOOKUP(I28,'Fixture Schedule'!$C$9:$G$58,5,0),L28))))","v":""},{"$f":"IFERROR(INDEX('Utility Admin'!$F$3:$AW$3,1,MATCH(1,(CB$8='Utility Admin'!$F$1:$AW$1)*(Inventory!$AH28='Utility Admin'!$F$2:$AW$2)*(Inventory!$BY28=('Utility Admin'!$F$4:$AW$4)),0)),0)","v":0},{"$f":"IFERROR(INDEX('Utility Admin'!$F$3:$AW$3,1,MATCH(1,(CC$8='Utility Admin'!$F$1:$AW$1)*(Inventory!$AH28='Utility Admin'!$F$2:$AW$2)*(Inventory!$BY28=('Utility Admin'!$F$4:$AW$4)),0)),0)","v":0},{"$f":"IFERROR(INDEX('Utility Admin'!$F$3:$AW$3,1,MATCH(1,(CB$8='Utility Admin'!$F$1:$AW$1)*(Inventory!$AH28='Utility Admin'!$F$2:$AW$2)*(\"Lighting Controls\"=('Utility Admin'!$F$4:$AW$4)),0)),0)","v":0},{"$f":"IFERROR(INDEX('Utility Admin'!$F$3:$AW$3,1,MATCH(1,(CC$8='Utility Admin'!$F$1:$AW$1)*(Inventory!$AH28='Utility Admin'!$F$2:$AW$2)*(\"Lighting Controls\"=('Utility Admin'!$F$4:$AW$4)),0)),0)","v":0},false]
[null,21,null,null,null,null,null,null,null,null,null,null,null,{"$f":"IF(OR(I29=\"\",J29=\"\",AND(ProjectType=\"Retrofit\",OR(E29=\"\",F29=\"\"))),\"-\",IF(OR(CA29=0,CA29=\"Not Qualified\"),\"N\",IFERROR(INDEX('Fixture Descriptions'!K:K,MATCH(AD29,'Fixture Descriptions'!A:A,0)),\"N\")))","v":"-"},0,0,0,0,0,0,0,0,0,{"$f":"ROUND(IFERROR(IF($AE$7,BI29*MaxIncentive,Inventory!Z29),0),2)","v":0},0,0,0,0,0,{"$f":"IF(I29=\"\",\"\",IFERROR(VLOOKUP(I29,'Fixture Schedule'!$C$9:$D$58,2,0),I29))","v":""},{"$f":"10","v":10},{"$f":"IFERROR(VLOOKUP(IF(I29=\"REMOVED\",E29,AD29),'Fixture Descriptions'!A:J,10,FALSE),0)","v":0},{"$f":"IFERROR(INDEX('Buildings and Areas'!D$5:D$14,MATCH($C29,'Buildings and Areas'!$B$5:$B$14,0),1),\"\")","v":""},{"$f":"IFERROR(INDEX('Buildings and Areas'!C$5:C$14,MATCH($C29,'Buildings and Areas'!$B$5:$B$14,0),1),\"\")","v":""},{"$f":"IFERROR(INDEX('Buildings and Areas'!R$5:R$14,MATCH($C29,'Buildings and Areas'!$B$5:$B$14,0),1),0)","v":0},{"$f":"IFERROR(INDEX('Buildings and Areas'!S$5:S$14,MATCH($C29,'Buildings and Areas'!$B$5:$B$14,0),1),0)","v":0},{"$f":"IFERROR(INDEX('Buildings and Areas'!T$5:T$14,MATCH($C29,'Buildings and Areas'!$B$5:$B$14,0),1),0)","v":0},{"$f":"IFERROR(INDEX('Buildings and Areas'!O$5:O$14,MATCH($C29,'Buildings and Areas'!$B$5:$B$14,0),1),\"\")","v":""},{"$f":"IFERROR(INDEX('Buildings and Areas'!F$5:F$14,MATCH($C29,'Buildings and Areas'!$B$5:$B$14,0),1)&IF(AH29=\"Exterior\",\": \"&'Buildings and Areas'!$H$4,\"\"),\"\")","v":""},{"$f":"IFERROR(INDEX('Buildings and Areas'!H$5:H$14,MATCH($C29,'Buildings and Areas'!$B$5:$B$14,0),1),\"\")","v":""},{"$f":"IFERROR(IF(INDEX('Buildings and Areas'!L$5:L$14,MATCH($C29,'Buildings and Areas'!$B$5:$B$14,0),1)=\"\",\"Deemed\",INDEX('Buildings and Areas'!L$5:L$14,MATCH($C29,'Buildings and Areas'!$B$5:$B$14,0),1)),\"\")","v":""},{"$f":"IFERROR(IF(INDEX('Buildings and Areas'!M$5:M$14,MATCH($C29,'Buildings and Areas'!$B$5:$B$14,0),1)=\"\",\"Deemed\",INDEX('Buildings and Areas'!M$5:M$14,MATCH($C29,'Buildings and Areas'!$B$5:$B$14,0),1)),\"\")","v":""},{"$f":"IFERROR(INDEX('Buildings and Areas'!P$5:P$14,MATCH($C29,'Buildings and Areas'!$B$5:$B$14,0),1),0)","v":0},{"$f":"IFERROR(INDEX('Buildings and Areas'!Q$5:Q$14,MATCH($C29,'Buildings and Areas'!$B$5:$B$14,0),1),0)","v":0},{"$f":"IF(OR($AG29=\"\",$E29=\"\",$F29=\"\"),0,IF($F$124>0.1,(VLOOKUP($E29,'Fixture Descriptions'!$A:$I,8,0)/1000)*(1-$G$124),(VLOOKUP($E29,'Fixture Descriptions'!$A:$I,8,0)/1000)))","v":0},0,0,0,0,{"$f":"IFERROR(IF(AH29=\"Exterior\",1,IF(ProjectType=\"New Construction\",1-'Factor Tables'!$C$46,1-INDEX('Factor Tables'!C$46:C$51,MATCH(Inventory!$H29,'Factor Tables'!$B$46:$B$51,0)))),1)","v":1},{"$f":"IF(I29=\"REMOVED\",0,IF($AD29<>\"\",VLOOKUP($AD29,'Fixture Descriptions'!$A:$I,8,0)/1000,0))","v":0},0,0,0,0,0,0,0,{"$f":"IFERROR(IF(OR($AG29=\"\",$K29=\"\",AH29=\"Exterior\"),1,1-INDEX('Factor Tables'!C$46:D$51,MATCH(Inventory!$K29,'Factor Tables'!$B$46:$B$51,0),IF(ProjectType=\"Retrofit\",1,2))),1)","v":1},null,0,0,0,0,0,0,0,0,0,0,0,0,0,0,0,0,{"$f":"IFERROR(VLOOKUP(IF($AD29=\"Removed\",E29,$AD29),'Fixture Descriptions'!$A:$I,9,0),\"\")","v":0},{"$f":"IF($AD29=\"\",\"\",VLOOKUP($AD29,'Fixture Descriptions'!$A:$I,2,0))","v":""},{"$f":"IF(I29=\"\",\"\",IF(I29=\"Removed\",\"N/A\",IF(IFERROR(VLOOKUP(I29,'Fixture Schedule'!$C$9:$G$58,5,0),L29)=\"\",\"Not Qualified\",IFERROR(VLOOKUP(I29,'Fixture Schedule'!$C$9:$G$58,5,0),L29))))","v":""},{"$f":"IFERROR(INDEX('Utility Admin'!$F$3:$AW$3,1,MATCH(1,(CB$8='Utility Admin'!$F$1:$AW$1)*(Inventory!$AH29='Utility Admin'!$F$2:$AW$2)*(Inventory!$BY29=('Utility Admin'!$F$4:$AW$4)),0)),0)","v":0},{"$f":"IFERROR(INDEX('Utility Admin'!$F$3:$AW$3,1,MATCH(1,(CC$8='Utility Admin'!$F$1:$AW$1)*(Inventory!$AH29='Utility Admin'!$F$2:$AW$2)*(Inventory!$BY29=('Utility Admin'!$F$4:$AW$4)),0)),0)","v":0},{"$f":"IFERROR(INDEX('Utility Admin'!$F$3:$AW$3,1,MATCH(1,(CB$8='Utility Admin'!$F$1:$AW$1)*(Inventory!$AH29='Utility Admin'!$F$2:$AW$2)*(\"Lighting Controls\"=('Utility Admin'!$F$4:$AW$4)),0)),0)","v":0},{"$f":"IFERROR(INDEX('Utility Admin'!$F$3:$AW$3,1,MATCH(1,(CC$8='Utility Admin'!$F$1:$AW$1)*(Inventory!$AH29='Utility Admin'!$F$2:$AW$2)*(\"Lighting Controls\"=('Utility Admin'!$F$4:$AW$4)),0)),0)","v":0},false]
[null,22,null,null,null,null,null,null,null,null,null,null,null,{"$f":"IF(OR(I30=\"\",J30=\"\",AND(ProjectType=\"Retrofit\",OR(E30=\"\",F30=\"\"))),\"-\",IF(OR(CA30=0,CA30=\"Not Qualified\"),\"N\",IFERROR(INDEX('Fixture Descriptions'!K:K,MATCH(AD30,'Fixture Descriptions'!A:A,0)),\"N\")))","v":"-"},0,0,0,0,0,0,0,0,0,{"$f":"ROUND(IFERROR(IF($AE$7,BI30*MaxIncentive,Inventory!Z30),0),2)","v":0},0,0,0,0,0,{"$f":"IF(I30=\"\",\"\",IFERROR(VLOOKUP(I30,'Fixture Schedule'!$C$9:$D$58,2,0),I30))","v":""},{"$f":"10","v":10},{"$f":"IFERROR(VLOOKUP(IF(I30=\"REMOVED\",E30,AD30),'Fixture Descriptions'!A:J,10,FALSE),0)","v":0},{"$f":"IFERROR(INDEX('Buildings and Areas'!D$5:D$14,MATCH($C30,'Buildings and Areas'!$B$5:$B$14,0),1),\"\")","v":""},{"$f":"IFERROR(INDEX('Buildings and Areas'!C$5:C$14,MATCH($C30,'Buildings and Areas'!$B$5:$B$14,0),1),\"\")","v":""},{"$f":"IFERROR(INDEX('Buildings and Areas'!R$5:R$14,MATCH($C30,'Buildings and Areas'!$B$5:$B$14,0),1),0)","v":0},{"$f":"IFERROR(INDEX('Buildings and Areas'!S$5:S$14,MATCH($C30,'Buildings and Areas'!$B$5:$B$14,0),1),0)","v":0},{"$f":"IFERROR(INDEX('Buildings and Areas'!T$5:T$14,MATCH($C30,'Buildings and Areas'!$B$5:$B$14,0),1),0)","v":0},{"$f":"IFERROR(INDEX('Buildings and Areas'!O$5:O$14,MATCH($C30,'Buildings and Areas'!$B$5:$B$14,0),1),\"\")","v":""},{"$f":"IFERROR(INDEX('Buildings and Areas'!F$5:F$14,MATCH($C30,'Buildings and Areas'!$B$5:$B$14,0),1)&IF(AH30=\"Exterior\",\": \"&'Buildings and Areas'!$H$4,\"\"),\"\")","v":""},{"$f":"IFERROR(INDEX('Buildings and Areas'!H$5:H$14,MATCH($C30,'Buildings and Areas'!$B$5:$B$14,0),1),\"\")","v":""},{"$f":"IFERROR(IF(INDEX('Buildings and Areas'!L$5:L$14,MATCH($C30,'Buildings and Areas'!$B$5:$B$14,0),1)=\"\",\"Deemed\",INDEX('Buildings and Areas'!L$5:L$14,MATCH($C30,'Buildings and Areas'!$B$5:$B$14,0),1)),\"\")","v":""},{"$f":"IFERROR(IF(INDEX('Buildings and Areas'!M$5:M$14,MATCH($C30,'Buildings and Areas'!$B$5:$B$14,0),1)=\"\",\"Deemed\",INDEX('Buildings and Areas'!M$5:M$14,MATCH($C30,'Buildings and Areas'!$B$5:$B$14,0),1)),\"\")","v":""},{"$f":"IFERROR(INDEX('Buildings and Areas'!P$5:P$14,MATCH($C30,'Buildings and Areas'!$B$5:$B$14,0),1),0)","v":0},{"$f":"IFERROR(INDEX('Buildings and Areas'!Q$5:Q$14,MATCH($C30,'Buildings and Areas'!$B$5:$B$14,0),1),0)","v":0},{"$f":"IF(OR($AG30=\"\",$E30=\"\",$F30=\"\"),0,IF($F$124>0.1,(VLOOKUP($E30,'Fixture Descriptions'!$A:$I,8,0)/1000)*(1-$G$124),(VLOOKUP($E30,'Fixture Descriptions'!$A:$I,8,0)/1000)))","v":0},0,0,0,0,{"$f":"IFERROR(IF(AH30=\"Exterior\",1,IF(ProjectType=\"New Construction\",1-'Factor Tables'!$C$46,1-INDEX('Factor Tables'!C$46:C$51,MATCH(Inventory!$H30,'Factor Tables'!$B$46:$B$51,0)))),1)","v":1},{"$f":"IF(I30=\"REMOVED\",0,IF($AD30<>\"\",VLOOKUP($AD30,'Fixture Descriptions'!$A:$I,8,0)/1000,0))","v":0},0,0,0,0,0,0,0,{"$f":"IFERROR(IF(OR($AG30=\"\",$K30=\"\",AH30=\"Exterior\"),1,1-INDEX('Factor Tables'!C$46:D$51,MATCH(Inventory!$K30,'Factor Tables'!$B$46:$B$51,0),IF(ProjectType=\"Retrofit\",1,2))),1)","v":1},null,0,0,0,0,0,0,0,0,0,0,0,0,0,0,0,0,{"$f":"IFERROR(VLOOKUP(IF($AD30=\"Removed\",E30,$AD30),'Fixture Descriptions'!$A:$I,9,0),\"\")","v":0},{"$f":"IF($AD30=\"\",\"\",VLOOKUP($AD30,'Fixture Descriptions'!$A:$I,2,0))","v":""},{"$f":"IF(I30=\"\",\"\",IF(I30=\"Removed\",\"N/A\",IF(IFERROR(VLOOKUP(I30,'Fixture Schedule'!$C$9:$G$58,5,0),L30)=\"\",\"Not Qualified\",IFERROR(VLOOKUP(I30,'Fixture Schedule'!$C$9:$G$58,5,0),L30))))","v":""},{"$f":"IFERROR(INDEX('Utility Admin'!$F$3:$AW$3,1,MATCH(1,(CB$8='Utility Admin'!$F$1:$AW$1)*(Inventory!$AH30='Utility Admin'!$F$2:$AW$2)*(Inventory!$BY30=('Utility Admin'!$F$4:$AW$4)),0)),0)","v":0},{"$f":"IFERROR(INDEX('Utility Admin'!$F$3:$AW$3,1,MATCH(1,(CC$8='Utility Admin'!$F$1:$AW$1)*(Inventory!$AH30='Utility Admin'!$F$2:$AW$2)*(Inventory!$BY30=('Utility Admin'!$F$4:$AW$4)),0)),0)","v":0},{"$f":"IFERROR(INDEX('Utility Admin'!$F$3:$AW$3,1,MATCH(1,(CB$8='Utility Admin'!$F$1:$AW$1)*(Inventory!$AH30='Utility Admin'!$F$2:$AW$2)*(\"Lighting Controls\"=('Utility Admin'!$F$4:$AW$4)),0)),0)","v":0},{"$f":"IFERROR(INDEX('Utility Admin'!$F$3:$AW$3,1,MATCH(1,(CC$8='Utility Admin'!$F$1:$AW$1)*(Inventory!$AH30='Utility Admin'!$F$2:$AW$2)*(\"Lighting Controls\"=('Utility Admin'!$F$4:$AW$4)),0)),0)","v":0},false]
[null,23,null,null,null,null,null,null,null,null,null,null,null,{"$f":"IF(OR(I31=\"\",J31=\"\",AND(ProjectType=\"Retrofit\",OR(E31=\"\",F31=\"\"))),\"-\",IF(OR(CA31=0,CA31=\"Not Qualified\"),\"N\",IFERROR(INDEX('Fixture Descriptions'!K:K,MATCH(AD31,'Fixture Descriptions'!A:A,0)),\"N\")))","v":"-"},0,0,0,0,0,0,0,0,0,{"$f":"ROUND(IFERROR(IF($AE$7,BI31*MaxIncentive,Inventory!Z31),0),2)","v":0},0,0,0,0,0,{"$f":"IF(I31=\"\",\"\",IFERROR(VLOOKUP(I31,'Fixture Schedule'!$C$9:$D$58,2,0),I31))","v":""},{"$f":"10","v":10},{"$f":"IFERROR(VLOOKUP(IF(I31=\"REMOVED\",E31,AD31),'Fixture Descriptions'!A:J,10,FALSE),0)","v":0},{"$f":"IFERROR(INDEX('Buildings and Areas'!D$5:D$14,MATCH($C31,'Buildings and Areas'!$B$5:$B$14,0),1),\"\")","v":""},{"$f":"IFERROR(INDEX('Buildings and Areas'!C$5:C$14,MATCH($C31,'Buildings and Areas'!$B$5:$B$14,0),1),\"\")","v":""},{"$f":"IFERROR(INDEX('Buildings and Areas'!R$5:R$14,MATCH($C31,'Buildings and Areas'!$B$5:$B$14,0),1),0)","v":0},{"$f":"IFERROR(INDEX('Buildings and Areas'!S$5:S$14,MATCH($C31,'Buildings and Areas'!$B$5:$B$14,0),1),0)","v":0},{"$f":"IFERROR(INDEX('Buildings and Areas'!T$5:T$14,MATCH($C31,'Buildings and Areas'!$B$5:$B$14,0),1),0)","v":0},{"$f":"IFERROR(INDEX('Buildings and Areas'!O$5:O$14,MATCH($C31,'Buildings and Areas'!$B$5:$B$14,0),1),\"\")","v":""},{"$f":"IFERROR(INDEX('Buildings and Areas'!F$5:F$14,MATCH($C31,'Buildings and Areas'!$B$5:$B$14,0),1)&IF(AH31=\"Exterior\",\": \"&'Buildings and Areas'!$H$4,\"\"),\"\")","v":""},{"$f":"IFERROR(INDEX('Buildings and Areas'!H$5:H$14,MATCH($C31,'Buildings and Areas'!$B$5:$B$14,0),1),\"\")","v":""},{"$f":"IFERROR(IF(INDEX('Buildings and Areas'!L$5:L$14,MATCH($C31,'Buildings and Areas'!$B$5:$B$14,0),1)=\"\",\"Deemed\",INDEX('Buildings and Areas'!L$5:L$14,MATCH($C31,'Buildings and Areas'!$B$5:$B$14,0),1)),\"\")","v":""},{"$f":"IFERROR(IF(INDEX('Buildings and Areas'!M$5:M$14,MATCH($C31,'Buildings and Areas'!$B$5:$B$14,0),1)=\"\",\"Deemed\",INDEX('Buildings and Areas'!M$5:M$14,MATCH($C31,'Buildings and Areas'!$B$5:$B$14,0),1)),\"\")","v":""},{"$f":"IFERROR(INDEX('Buildings and Areas'!P$5:P$14,MATCH($C31,'Buildings and Areas'!$B$5:$B$14,0),1),0)","v":0},{"$f":"IFERROR(INDEX('Buildings and Areas'!Q$5:Q$14,MATCH($C31,'Buildings and Areas'!$B$5:$B$14,0),1),0)","v":0},{"$f":"IF(OR($AG31=\"\",$E31=\"\",$F31=\"\"),0,IF($F$124>0.1,(VLOOKUP($E31,'Fixture Descriptions'!$A:$I,8,0)/1000)*(1-$G$124),(VLOOKUP($E31,'Fixture Descriptions'!$A:$I,8,0)/1000)))","v":0},0,0,0,0,{"$f":"IFERROR(IF(AH31=\"Exterior\",1,IF(ProjectType=\"New Construction\",1-'Factor Tables'!$C$46,1-INDEX('Factor Tables'!C$46:C$51,MATCH(Inventory!$H31,'Factor Tables'!$B$46:$B$51,0)))),1)","v":1},{"$f":"IF(I31=\"REMOVED\",0,IF($AD31<>\"\",VLOOKUP($AD31,'Fixture Descriptions'!$A:$I,8,0)/1000,0))","v":0},0,0,0,0,0,0,0,{"$f":"IFERROR(IF(OR($AG31=\"\",$K31=\"\",AH31=\"Exterior\"),1,1-INDEX('Factor Tables'!C$46:D$51,MATCH(Inventory!$K31,'Factor Tables'!$B$46:$B$51,0),IF(ProjectType=\"Retrofit\",1,2))),1)","v":1},null,0,0,0,0,0,0,0,0,0,0,0,0,0,0,0,0,{"$f":"IFERROR(VLOOKUP(IF($AD31=\"Removed\",E31,$AD31),'Fixture Descriptions'!$A:$I,9,0),\"\")","v":0},{"$f":"IF($AD31=\"\",\"\",VLOOKUP($AD31,'Fixture Descriptions'!$A:$I,2,0))","v":""},{"$f":"IF(I31=\"\",\"\",IF(I31=\"Removed\",\"N/A\",IF(IFERROR(VLOOKUP(I31,'Fixture Schedule'!$C$9:$G$58,5,0),L31)=\"\",\"Not Qualified\",IFERROR(VLOOKUP(I31,'Fixture Schedule'!$C$9:$G$58,5,0),L31))))","v":""},{"$f":"IFERROR(INDEX('Utility Admin'!$F$3:$AW$3,1,MATCH(1,(CB$8='Utility Admin'!$F$1:$AW$1)*(Inventory!$AH31='Utility Admin'!$F$2:$AW$2)*(Inventory!$BY31=('Utility Admin'!$F$4:$AW$4)),0)),0)","v":0},{"$f":"IFERROR(INDEX('Utility Admin'!$F$3:$AW$3,1,MATCH(1,(CC$8='Utility Admin'!$F$1:$AW$1)*(Inventory!$AH31='Utility Admin'!$F$2:$AW$2)*(Inventory!$BY31=('Utility Admin'!$F$4:$AW$4)),0)),0)","v":0},{"$f":"IFERROR(INDEX('Utility Admin'!$F$3:$AW$3,1,MATCH(1,(CB$8='Utility Admin'!$F$1:$AW$1)*(Inventory!$AH31='Utility Admin'!$F$2:$AW$2)*(\"Lighting Controls\"=('Utility Admin'!$F$4:$AW$4)),0)),0)","v":0},{"$f":"IFERROR(INDEX('Utility Admin'!$F$3:$AW$3,1,MATCH(1,(CC$8='Utility Admin'!$F$1:$AW$1)*(Inventory!$AH31='Utility Admin'!$F$2:$AW$2)*(\"Lighting Controls\"=('Utility Admin'!$F$4:$AW$4)),0)),0)","v":0},false]
[null,24,null,null,null,null,null,null,null,null,null,null,null,{"$f":"IF(OR(I32=\"\",J32=\"\",AND(ProjectType=\"Retrofit\",OR(E32=\"\",F32=\"\"))),\"-\",IF(OR(CA32=0,CA32=\"Not Qualified\"),\"N\",IFERROR(INDEX('Fixture Descriptions'!K:K,MATCH(AD32,'Fixture Descriptions'!A:A,0)),\"N\")))","v":"-"},0,0,0,0,0,0,0,0,0,{"$f":"ROUND(IFERROR(IF($AE$7,BI32*MaxIncentive,Inventory!Z32),0),2)","v":0},0,0,0,0,0,{"$f":"IF(I32=\"\",\"\",IFERROR(VLOOKUP(I32,'Fixture Schedule'!$C$9:$D$58,2,0),I32))","v":""},{"$f":"10","v":10},{"$f":"IFERROR(VLOOKUP(IF(I32=\"REMOVED\",E32,AD32),'Fixture Descriptions'!A:J,10,FALSE),0)","v":0},{"$f":"IFERROR(INDEX('Buildings and Areas'!D$5:D$14,MATCH($C32,'Buildings and Areas'!$B$5:$B$14,0),1),\"\")","v":""},{"$f":"IFERROR(INDEX('Buildings and Areas'!C$5:C$14,MATCH($C32,'Buildings and Areas'!$B$5:$B$14,0),1),\"\")","v":""},{"$f":"IFERROR(INDEX('Buildings and Areas'!R$5:R$14,MATCH($C32,'Buildings and Areas'!$B$5:$B$14,0),1),0)","v":0},{"$f":"IFERROR(INDEX('Buildings and Areas'!S$5:S$14,MATCH($C32,'Buildings and Areas'!$B$5:$B$14,0),1),0)","v":0},{"$f":"IFERROR(INDEX('Buildings and Areas'!T$5:T$14,MATCH($C32,'Buildings and Areas'!$B$5:$B$14,0),1),0)","v":0},{"$f":"IFERROR(INDEX('Buildings and Areas'!O$5:O$14,MATCH($C32,'Buildings and Areas'!$B$5:$B$14,0),1),\"\")","v":""},{"$f":"IFERROR(INDEX('Buildings and Areas'!F$5:F$14,MATCH($C32,'Buildings and Areas'!$B$5:$B$14,0),1)&IF(AH32=\"Exterior\",\": \"&'Buildings and Areas'!$H$4,\"\"),\"\")","v":""},{"$f":"IFERROR(INDEX('Buildings and Areas'!H$5:H$14,MATCH($C32,'Buildings and Areas'!$B$5:$B$14,0),1),\"\")","v":""},{"$f":"IFERROR(IF(INDEX('Buildings and Areas'!L$5:L$14,MATCH($C32,'Buildings and Areas'!$B$5:$B$14,0),1)=\"\",\"Deemed\",INDEX('Buildings and Areas'!L$5:L$14,MATCH($C32,'Buildings and Areas'!$B$5:$B$14,0),1)),\"\")","v":""},{"$f":"IFERROR(IF(INDEX('Buildings and Areas'!M$5:M$14,MATCH($C32,'Buildings and Areas'!$B$5:$B$14,0),1)=\"\",\"Deemed\",INDEX('Buildings and Areas'!M$5:M$14,MATCH($C32,'Buildings and Areas'!$B$5:$B$14,0),1)),\"\")","v":""},{"$f":"IFERROR(INDEX('Buildings and Areas'!P$5:P$14,MATCH($C32,'Buildings and Areas'!$B$5:$B$14,0),1),0)","v":0},{"$f":"IFERROR(INDEX('Buildings and Areas'!Q$5:Q$14,MATCH($C32,'Buildings and Areas'!$B$5:$B$14,0),1),0)","v":0},{"$f":"IF(OR($AG32=\"\",$E32=\"\",$F32=\"\"),0,IF($F$124>0.1,(VLOOKUP($E32,'Fixture Descriptions'!$A:$I,8,0)/1000)*(1-$G$124),(VLOOKUP($E32,'Fixture Descriptions'!$A:$I,8,0)/1000)))","v":0},0,0,0,0,{"$f":"IFERROR(IF(AH32=\"Exterior\",1,IF(ProjectType=\"New Construction\",1-'Factor Tables'!$C$46,1-INDEX('Factor Tables'!C$46:C$51,MATCH(Inventory!$H32,'Factor Tables'!$B$46:$B$51,0)))),1)","v":1},{"$f":"IF(I32=\"REMOVED\",0,IF($AD32<>\"\",VLOOKUP($AD32,'Fixture Descriptions'!$A:$I,8,0)/1000,0))","v":0},0,0,0,0,0,0,0,{"$f":"IFERROR(IF(OR($AG32=\"\",$K32=\"\",AH32=\"Exterior\"),1,1-INDEX('Factor Tables'!C$46:D$51,MATCH(Inventory!$K32,'Factor Tables'!$B$46:$B$51,0),IF(ProjectType=\"Retrofit\",1,2))),1)","v":1},null,0,0,0,0,0,0,0,0,0,0,0,0,0,0,0,0,{"$f":"IFERROR(VLOOKUP(IF($AD32=\"Removed\",E32,$AD32),'Fixture Descriptions'!$A:$I,9,0),\"\")","v":0},{"$f":"IF($AD32=\"\",\"\",VLOOKUP($AD32,'Fixture Descriptions'!$A:$I,2,0))","v":""},{"$f":"IF(I32=\"\",\"\",IF(I32=\"Removed\",\"N/A\",IF(IFERROR(VLOOKUP(I32,'Fixture Schedule'!$C$9:$G$58,5,0),L32)=\"\",\"Not Qualified\",IFERROR(VLOOKUP(I32,'Fixture Schedule'!$C$9:$G$58,5,0),L32))))","v":""},{"$f":"IFERROR(INDEX('Utility Admin'!$F$3:$AW$3,1,MATCH(1,(CB$8='Utility Admin'!$F$1:$AW$1)*(Inventory!$AH32='Utility Admin'!$F$2:$AW$2)*(Inventory!$BY32=('Utility Admin'!$F$4:$AW$4)),0)),0)","v":0},{"$f":"IFERROR(INDEX('Utility Admin'!$F$3:$AW$3,1,MATCH(1,(CC$8='Utility Admin'!$F$1:$AW$1)*(Inventory!$AH32='Utility Admin'!$F$2:$AW$2)*(Inventory!$BY32=('Utility Admin'!$F$4:$AW$4)),0)),0)","v":0},{"$f":"IFERROR(INDEX('Utility Admin'!$F$3:$AW$3,1,MATCH(1,(CB$8='Utility Admin'!$F$1:$AW$1)*(Inventory!$AH32='Utility Admin'!$F$2:$AW$2)*(\"Lighting Controls\"=('Utility Admin'!$F$4:$AW$4)),0)),0)","v":0},{"$f":"IFERROR(INDEX('Utility Admin'!$F$3:$AW$3,1,MATCH(1,(CC$8='Utility Admin'!$F$1:$AW$1)*(Inventory!$AH32='Utility Admin'!$F$2:$AW$2)*(\"Lighting Controls\"=('Utility Admin'!$F$4:$AW$4)),0)),0)","v":0},false]
[null,25,null,null,null,null,null,null,null,null,null,null,null,{"$f":"IF(OR(I33=\"\",J33=\"\",AND(ProjectType=\"Retrofit\",OR(E33=\"\",F33=\"\"))),\"-\",IF(OR(CA33=0,CA33=\"Not Qualified\"),\"N\",IFERROR(INDEX('Fixture Descriptions'!K:K,MATCH(AD33,'Fixture Descriptions'!A:A,0)),\"N\")))","v":"-"},0,0,0,0,0,0,0,0,0,{"$f":"ROUND(IFERROR(IF($AE$7,BI33*MaxIncentive,Inventory!Z33),0),2)","v":0},0,0,0,0,0,{"$f":"IF(I33=\"\",\"\",IFERROR(VLOOKUP(I33,'Fixture Schedule'!$C$9:$D$58,2,0),I33))","v":""},{"$f":"10","v":10},{"$f":"IFERROR(VLOOKUP(IF(I33=\"REMOVED\",E33,AD33),'Fixture Descriptions'!A:J,10,FALSE),0)","v":0},{"$f":"IFERROR(INDEX('Buildings and Areas'!D$5:D$14,MATCH($C33,'Buildings and Areas'!$B$5:$B$14,0),1),\"\")","v":""},{"$f":"IFERROR(INDEX('Buildings and Areas'!C$5:C$14,MATCH($C33,'Buildings and Areas'!$B$5:$B$14,0),1),\"\")","v":""},{"$f":"IFERROR(INDEX('Buildings and Areas'!R$5:R$14,MATCH($C33,'Buildings and Areas'!$B$5:$B$14,0),1),0)","v":0},{"$f":"IFERROR(INDEX('Buildings and Areas'!S$5:S$14,MATCH($C33,'Buildings and Areas'!$B$5:$B$14,0),1),0)","v":0},{"$f":"IFERROR(INDEX('Buildings and Areas'!T$5:T$14,MATCH($C33,'Buildings and Areas'!$B$5:$B$14,0),1),0)","v":0},{"$f":"IFERROR(INDEX('Buildings and Areas'!O$5:O$14,MATCH($C33,'Buildings and Areas'!$B$5:$B$14,0),1),\"\")","v":""},{"$f":"IFERROR(INDEX('Buildings and Areas'!F$5:F$14,MATCH($C33,'Buildings and Areas'!$B$5:$B$14,0),1)&IF(AH33=\"Exterior\",\": \"&'Buildings and Areas'!$H$4,\"\"),\"\")","v":""},{"$f":"IFERROR(INDEX('Buildings and Areas'!H$5:H$14,MATCH($C33,'Buildings and Areas'!$B$5:$B$14,0),1),\"\")","v":""},{"$f":"IFERROR(IF(INDEX('Buildings and Areas'!L$5:L$14,MATCH($C33,'Buildings and Areas'!$B$5:$B$14,0),1)=\"\",\"Deemed\",INDEX('Buildings and Areas'!L$5:L$14,MATCH($C33,'Buildings and Areas'!$B$5:$B$14,0),1)),\"\")","v":""},{"$f":"IFERROR(IF(INDEX('Buildings and Areas'!M$5:M$14,MATCH($C33,'Buildings and Areas'!$B$5:$B$14,0),1)=\"\",\"Deemed\",INDEX('Buildings and Areas'!M$5:M$14,MATCH($C33,'Buildings and Areas'!$B$5:$B$14,0),1)),\"\")","v":""},{"$f":"IFERROR(INDEX('Buildings and Areas'!P$5:P$14,MATCH($C33,'Buildings and Areas'!$B$5:$B$14,0),1),0)","v":0},{"$f":"IFERROR(INDEX('Buildings and Areas'!Q$5:Q$14,MATCH($C33,'Buildings and Areas'!$B$5:$B$14,0),1),0)","v":0},{"$f":"IF(OR($AG33=\"\",$E33=\"\",$F33=\"\"),0,IF($F$124>0.1,(VLOOKUP($E33,'Fixture Descriptions'!$A:$I,8,0)/1000)*(1-$G$124),(VLOOKUP($E33,'Fixture Descriptions'!$A:$I,8,0)/1000)))","v":0},0,0,0,0,{"$f":"IFERROR(IF(AH33=\"Exterior\",1,IF(ProjectType=\"New Construction\",1-'Factor Tables'!$C$46,1-INDEX('Factor Tables'!C$46:C$51,MATCH(Inventory!$H33,'Factor Tables'!$B$46:$B$51,0)))),1)","v":1},{"$f":"IF(I33=\"REMOVED\",0,IF($AD33<>\"\",VLOOKUP($AD33,'Fixture Descriptions'!$A:$I,8,0)/1000,0))","v":0},0,0,0,0,0,0,0,{"$f":"IFERROR(IF(OR($AG33=\"\",$K33=\"\",AH33=\"Exterior\"),1,1-INDEX('Factor Tables'!C$46:D$51,MATCH(Inventory!$K33,'Factor Tables'!$B$46:$B$51,0),IF(ProjectType=\"Retrofit\",1,2))),1)","v":1},null,0,0,0,0,0,0,0,0,0,0,0,0,0,0,0,0,{"$f":"IFERROR(VLOOKUP(IF($AD33=\"Removed\",E33,$AD33),'Fixture Descriptions'!$A:$I,9,0),\"\")","v":0},{"$f":"IF($AD33=\"\",\"\",VLOOKUP($AD33,'Fixture Descriptions'!$A:$I,2,0))","v":""},{"$f":"IF(I33=\"\",\"\",IF(I33=\"Removed\",\"N/A\",IF(IFERROR(VLOOKUP(I33,'Fixture Schedule'!$C$9:$G$58,5,0),L33)=\"\",\"Not Qualified\",IFERROR(VLOOKUP(I33,'Fixture Schedule'!$C$9:$G$58,5,0),L33))))","v":""},{"$f":"IFERROR(INDEX('Utility Admin'!$F$3:$AW$3,1,MATCH(1,(CB$8='Utility Admin'!$F$1:$AW$1)*(Inventory!$AH33='Utility Admin'!$F$2:$AW$2)*(Inventory!$BY33=('Utility Admin'!$F$4:$AW$4)),0)),0)","v":0},{"$f":"IFERROR(INDEX('Utility Admin'!$F$3:$AW$3,1,MATCH(1,(CC$8='Utility Admin'!$F$1:$AW$1)*(Inventory!$AH33='Utility Admin'!$F$2:$AW$2)*(Inventory!$BY33=('Utility Admin'!$F$4:$AW$4)),0)),0)","v":0},{"$f":"IFERROR(INDEX('Utility Admin'!$F$3:$AW$3,1,MATCH(1,(CB$8='Utility Admin'!$F$1:$AW$1)*(Inventory!$AH33='Utility Admin'!$F$2:$AW$2)*(\"Lighting Controls\"=('Utility Admin'!$F$4:$AW$4)),0)),0)","v":0},{"$f":"IFERROR(INDEX('Utility Admin'!$F$3:$AW$3,1,MATCH(1,(CC$8='Utility Admin'!$F$1:$AW$1)*(Inventory!$AH33='Utility Admin'!$F$2:$AW$2)*(\"Lighting Controls\"=('Utility Admin'!$F$4:$AW$4)),0)),0)","v":0},false]
[null,26,null,null,null,null,null,null,null,null,null,null,null,{"$f":"IF(OR(I34=\"\",J34=\"\",AND(ProjectType=\"Retrofit\",OR(E34=\"\",F34=\"\"))),\"-\",IF(OR(CA34=0,CA34=\"Not Qualified\"),\"N\",IFERROR(INDEX('Fixture Descriptions'!K:K,MATCH(AD34,'Fixture Descriptions'!A:A,0)),\"N\")))","v":"-"},0,0,0,0,0,0,0,0,0,{"$f":"ROUND(IFERROR(IF($AE$7,BI34*MaxIncentive,Inventory!Z34),0),2)","v":0},0,0,0,0,0,{"$f":"IF(I34=\"\",\"\",IFERROR(VLOOKUP(I34,'Fixture Schedule'!$C$9:$D$58,2,0),I34))","v":""},{"$f":"10","v":10},{"$f":"IFERROR(VLOOKUP(IF(I34=\"REMOVED\",E34,AD34),'Fixture Descriptions'!A:J,10,FALSE),0)","v":0},{"$f":"IFERROR(INDEX('Buildings and Areas'!D$5:D$14,MATCH($C34,'Buildings and Areas'!$B$5:$B$14,0),1),\"\")","v":""},{"$f":"IFERROR(INDEX('Buildings and Areas'!C$5:C$14,MATCH($C34,'Buildings and Areas'!$B$5:$B$14,0),1),\"\")","v":""},{"$f":"IFERROR(INDEX('Buildings and Areas'!R$5:R$14,MATCH($C34,'Buildings and Areas'!$B$5:$B$14,0),1),0)","v":0},{"$f":"IFERROR(INDEX('Buildings and Areas'!S$5:S$14,MATCH($C34,'Buildings and Areas'!$B$5:$B$14,0),1),0)","v":0},{"$f":"IFERROR(INDEX('Buildings and Areas'!T$5:T$14,MATCH($C34,'Buildings and Areas'!$B$5:$B$14,0),1),0)","v":0},{"$f":"IFERROR(INDEX('Buildings and Areas'!O$5:O$14,MATCH($C34,'Buildings and Areas'!$B$5:$B$14,0),1),\"\")","v":""},{"$f":"IFERROR(INDEX('Buildings and Areas'!F$5:F$14,MATCH($C34,'Buildings and Areas'!$B$5:$B$14,0),1)&IF(AH34=\"Exterior\",\": \"&'Buildings and Areas'!$H$4,\"\"),\"\")","v":""},{"$f":"IFERROR(INDEX('Buildings and Areas'!H$5:H$14,MATCH($C34,'Buildings and Areas'!$B$5:$B$14,0),1),\"\")","v":""},{"$f":"IFERROR(IF(INDEX('Buildings and Areas'!L$5:L$14,MATCH($C34,'Buildings and Areas'!$B$5:$B$14,0),1)=\"\",\"Deemed\",INDEX('Buildings and Areas'!L$5:L$14,MATCH($C34,'Buildings and Areas'!$B$5:$B$14,0),1)),\"\")","v":""},{"$f":"IFERROR(IF(INDEX('Buildings and Areas'!M$5:M$14,MATCH($C34,'Buildings and Areas'!$B$5:$B$14,0),1)=\"\",\"Deemed\",INDEX('Buildings and Areas'!M$5:M$14,MATCH($C34,'Buildings and Areas'!$B$5:$B$14,0),1)),\"\")","v":""},{"$f":"IFERROR(INDEX('Buildings and Areas'!P$5:P$14,MATCH($C34,'Buildings and Areas'!$B$5:$B$14,0),1),0)","v":0},{"$f":"IFERROR(INDEX('Buildings and Areas'!Q$5:Q$14,MATCH($C34,'Buildings and Areas'!$B$5:$B$14,0),1),0)","v":0},{"$f":"IF(OR($AG34=\"\",$E34=\"\",$F34=\"\"),0,IF($F$124>0.1,(VLOOKUP($E34,'Fixture Descriptions'!$A:$I,8,0)/1000)*(1-$G$124),(VLOOKUP($E34,'Fixture Descriptions'!$A:$I,8,0)/1000)))","v":0},0,0,0,0,{"$f":"IFERROR(IF(AH34=\"Exterior\",1,IF(ProjectType=\"New Construction\",1-'Factor Tables'!$C$46,1-INDEX('Factor Tables'!C$46:C$51,MATCH(Inventory!$H34,'Factor Tables'!$B$46:$B$51,0)))),1)","v":1},{"$f":"IF(I34=\"REMOVED\",0,IF($AD34<>\"\",VLOOKUP($AD34,'Fixture Descriptions'!$A:$I,8,0)/1000,0))","v":0},0,0,0,0,0,0,0,{"$f":"IFERROR(IF(OR($AG34=\"\",$K34=\"\",AH34=\"Exterior\"),1,1-INDEX('Factor Tables'!C$46:D$51,MATCH(Inventory!$K34,'Factor Tables'!$B$46:$B$51,0),IF(ProjectType=\"Retrofit\",1,2))),1)","v":1},null,0,0,0,0,0,0,0,0,0,0,0,0,0,0,0,0,{"$f":"IFERROR(VLOOKUP(IF($AD34=\"Removed\",E34,$AD34),'Fixture Descriptions'!$A:$I,9,0),\"\")","v":0},{"$f":"IF($AD34=\"\",\"\",VLOOKUP($AD34,'Fixture Descriptions'!$A:$I,2,0))","v":""},{"$f":"IF(I34=\"\",\"\",IF(I34=\"Removed\",\"N/A\",IF(IFERROR(VLOOKUP(I34,'Fixture Schedule'!$C$9:$G$58,5,0),L34)=\"\",\"Not Qualified\",IFERROR(VLOOKUP(I34,'Fixture Schedule'!$C$9:$G$58,5,0),L34))))","v":""},{"$f":"IFERROR(INDEX('Utility Admin'!$F$3:$AW$3,1,MATCH(1,(CB$8='Utility Admin'!$F$1:$AW$1)*(Inventory!$AH34='Utility Admin'!$F$2:$AW$2)*(Inventory!$BY34=('Utility Admin'!$F$4:$AW$4)),0)),0)","v":0},{"$f":"IFERROR(INDEX('Utility Admin'!$F$3:$AW$3,1,MATCH(1,(CC$8='Utility Admin'!$F$1:$AW$1)*(Inventory!$AH34='Utility Admin'!$F$2:$AW$2)*(Inventory!$BY34=('Utility Admin'!$F$4:$AW$4)),0)),0)","v":0},{"$f":"IFERROR(INDEX('Utility Admin'!$F$3:$AW$3,1,MATCH(1,(CB$8='Utility Admin'!$F$1:$AW$1)*(Inventory!$AH34='Utility Admin'!$F$2:$AW$2)*(\"Lighting Controls\"=('Utility Admin'!$F$4:$AW$4)),0)),0)","v":0},{"$f":"IFERROR(INDEX('Utility Admin'!$F$3:$AW$3,1,MATCH(1,(CC$8='Utility Admin'!$F$1:$AW$1)*(Inventory!$AH34='Utility Admin'!$F$2:$AW$2)*(\"Lighting Controls\"=('Utility Admin'!$F$4:$AW$4)),0)),0)","v":0},false]
[null,27,null,null,null,null,null,null,null,null,null,null,null,{"$f":"IF(OR(I35=\"\",J35=\"\",AND(ProjectType=\"Retrofit\",OR(E35=\"\",F35=\"\"))),\"-\",IF(OR(CA35=0,CA35=\"Not Qualified\"),\"N\",IFERROR(INDEX('Fixture Descriptions'!K:K,MATCH(AD35,'Fixture Descriptions'!A:A,0)),\"N\")))","v":"-"},0,0,0,0,0,0,0,0,0,{"$f":"ROUND(IFERROR(IF($AE$7,BI35*MaxIncentive,Inventory!Z35),0),2)","v":0},0,0,0,0,0,{"$f":"IF(I35=\"\",\"\",IFERROR(VLOOKUP(I35,'Fixture Schedule'!$C$9:$D$58,2,0),I35))","v":""},{"$f":"10","v":10},{"$f":"IFERROR(VLOOKUP(IF(I35=\"REMOVED\",E35,AD35),'Fixture Descriptions'!A:J,10,FALSE),0)","v":0},{"$f":"IFERROR(INDEX('Buildings and Areas'!D$5:D$14,MATCH($C35,'Buildings and Areas'!$B$5:$B$14,0),1),\"\")","v":""},{"$f":"IFERROR(INDEX('Buildings and Areas'!C$5:C$14,MATCH($C35,'Buildings and Areas'!$B$5:$B$14,0),1),\"\")","v":""},{"$f":"IFERROR(INDEX('Buildings and Areas'!R$5:R$14,MATCH($C35,'Buildings and Areas'!$B$5:$B$14,0),1),0)","v":0},{"$f":"IFERROR(INDEX('Buildings and Areas'!S$5:S$14,MATCH($C35,'Buildings and Areas'!$B$5:$B$14,0),1),0)","v":0},{"$f":"IFERROR(INDEX('Buildings and Areas'!T$5:T$14,MATCH($C35,'Buildings and Areas'!$B$5:$B$14,0),1),0)","v":0},{"$f":"IFERROR(INDEX('Buildings and Areas'!O$5:O$14,MATCH($C35,'Buildings and Areas'!$B$5:$B$14,0),1),\"\")","v":""},{"$f":"IFERROR(INDEX('Buildings and Areas'!F$5:F$14,MATCH($C35,'Buildings and Areas'!$B$5:$B$14,0),1)&IF(AH35=\"Exterior\",\": \"&'Buildings and Areas'!$H$4,\"\"),\"\")","v":""},{"$f":"IFERROR(INDEX('Buildings and Areas'!H$5:H$14,MATCH($C35,'Buildings and Areas'!$B$5:$B$14,0),1),\"\")","v":""},{"$f":"IFERROR(IF(INDEX('Buildings and Areas'!L$5:L$14,MATCH($C35,'Buildings and Areas'!$B$5:$B$14,0),1)=\"\",\"Deemed\",INDEX('Buildings and Areas'!L$5:L$14,MATCH($C35,'Buildings and Areas'!$B$5:$B$14,0),1)),\"\")","v":""},{"$f":"IFERROR(IF(INDEX('Buildings and Areas'!M$5:M$14,MATCH($C35,'Buildings and Areas'!$B$5:$B$14,0),1)=\"\",\"Deemed\",INDEX('Buildings and Areas'!M$5:M$14,MATCH($C35,'Buildings and Areas'!$B$5:$B$14,0),1)),\"\")","v":""},{"$f":"IFERROR(INDEX('Buildings and Areas'!P$5:P$14,MATCH($C35,'Buildings and Areas'!$B$5:$B$14,0),1),0)","v":0},{"$f":"IFERROR(INDEX('Buildings and Areas'!Q$5:Q$14,MATCH($C35,'Buildings and Areas'!$B$5:$B$14,0),1),0)","v":0},{"$f":"IF(OR($AG35=\"\",$E35=\"\",$F35=\"\"),0,IF($F$124>0.1,(VLOOKUP($E35,'Fixture Descriptions'!$A:$I,8,0)/1000)*(1-$G$124),(VLOOKUP($E35,'Fixture Descriptions'!$A:$I,8,0)/1000)))","v":0},0,0,0,0,{"$f":"IFERROR(IF(AH35=\"Exterior\",1,IF(ProjectType=\"New Construction\",1-'Factor Tables'!$C$46,1-INDEX('Factor Tables'!C$46:C$51,MATCH(Inventory!$H35,'Factor Tables'!$B$46:$B$51,0)))),1)","v":1},{"$f":"IF(I35=\"REMOVED\",0,IF($AD35<>\"\",VLOOKUP($AD35,'Fixture Descriptions'!$A:$I,8,0)/1000,0))","v":0},0,0,0,0,0,0,0,{"$f":"IFERROR(IF(OR($AG35=\"\",$K35=\"\",AH35=\"Exterior\"),1,1-INDEX('Factor Tables'!C$46:D$51,MATCH(Inventory!$K35,'Factor Tables'!$B$46:$B$51,0),IF(ProjectType=\"Retrofit\",1,2))),1)","v":1},null,0,0,0,0,0,0,0,0,0,0,0,0,0,0,0,0,{"$f":"IFERROR(VLOOKUP(IF($AD35=\"Removed\",E35,$AD35),'Fixture Descriptions'!$A:$I,9,0),\"\")","v":0},{"$f":"IF($AD35=\"\",\"\",VLOOKUP($AD35,'Fixture Descriptions'!$A:$I,2,0))","v":""},{"$f":"IF(I35=\"\",\"\",IF(I35=\"Removed\",\"N/A\",IF(IFERROR(VLOOKUP(I35,'Fixture Schedule'!$C$9:$G$58,5,0),L35)=\"\",\"Not Qualified\",IFERROR(VLOOKUP(I35,'Fixture Schedule'!$C$9:$G$58,5,0),L35))))","v":""},{"$f":"IFERROR(INDEX('Utility Admin'!$F$3:$AW$3,1,MATCH(1,(CB$8='Utility Admin'!$F$1:$AW$1)*(Inventory!$AH35='Utility Admin'!$F$2:$AW$2)*(Inventory!$BY35=('Utility Admin'!$F$4:$AW$4)),0)),0)","v":0},{"$f":"IFERROR(INDEX('Utility Admin'!$F$3:$AW$3,1,MATCH(1,(CC$8='Utility Admin'!$F$1:$AW$1)*(Inventory!$AH35='Utility Admin'!$F$2:$AW$2)*(Inventory!$BY35=('Utility Admin'!$F$4:$AW$4)),0)),0)","v":0},{"$f":"IFERROR(INDEX('Utility Admin'!$F$3:$AW$3,1,MATCH(1,(CB$8='Utility Admin'!$F$1:$AW$1)*(Inventory!$AH35='Utility Admin'!$F$2:$AW$2)*(\"Lighting Controls\"=('Utility Admin'!$F$4:$AW$4)),0)),0)","v":0},{"$f":"IFERROR(INDEX('Utility Admin'!$F$3:$AW$3,1,MATCH(1,(CC$8='Utility Admin'!$F$1:$AW$1)*(Inventory!$AH35='Utility Admin'!$F$2:$AW$2)*(\"Lighting Controls\"=('Utility Admin'!$F$4:$AW$4)),0)),0)","v":0},false]
[null,28,null,null,null,null,null,null,null,null,null,null,null,{"$f":"IF(OR(I36=\"\",J36=\"\",AND(ProjectType=\"Retrofit\",OR(E36=\"\",F36=\"\"))),\"-\",IF(OR(CA36=0,CA36=\"Not Qualified\"),\"N\",IFERROR(INDEX('Fixture Descriptions'!K:K,MATCH(AD36,'Fixture Descriptions'!A:A,0)),\"N\")))","v":"-"},0,0,0,0,0,0,0,0,0,{"$f":"ROUND(IFERROR(IF($AE$7,BI36*MaxIncentive,Inventory!Z36),0),2)","v":0},0,0,0,0,0,{"$f":"IF(I36=\"\",\"\",IFERROR(VLOOKUP(I36,'Fixture Schedule'!$C$9:$D$58,2,0),I36))","v":""},{"$f":"10","v":10},{"$f":"IFERROR(VLOOKUP(IF(I36=\"REMOVED\",E36,AD36),'Fixture Descriptions'!A:J,10,FALSE),0)","v":0},{"$f":"IFERROR(INDEX('Buildings and Areas'!D$5:D$14,MATCH($C36,'Buildings and Areas'!$B$5:$B$14,0),1),\"\")","v":""},{"$f":"IFERROR(INDEX('Buildings and Areas'!C$5:C$14,MATCH($C36,'Buildings and Areas'!$B$5:$B$14,0),1),\"\")","v":""},{"$f":"IFERROR(INDEX('Buildings and Areas'!R$5:R$14,MATCH($C36,'Buildings and Areas'!$B$5:$B$14,0),1),0)","v":0},{"$f":"IFERROR(INDEX('Buildings and Areas'!S$5:S$14,MATCH($C36,'Buildings and Areas'!$B$5:$B$14,0),1),0)","v":0},{"$f":"IFERROR(INDEX('Buildings and Areas'!T$5:T$14,MATCH($C36,'Buildings and Areas'!$B$5:$B$14,0),1),0)","v":0},{"$f":"IFERROR(INDEX('Buildings and Areas'!O$5:O$14,MATCH($C36,'Buildings and Areas'!$B$5:$B$14,0),1),\"\")","v":""},{"$f":"IFERROR(INDEX('Buildings and Areas'!F$5:F$14,MATCH($C36,'Buildings and Areas'!$B$5:$B$14,0),1)&IF(AH36=\"Exterior\",\": \"&'Buildings and Areas'!$H$4,\"\"),\"\")","v":""},{"$f":"IFERROR(INDEX('Buildings and Areas'!H$5:H$14,MATCH($C36,'Buildings and Areas'!$B$5:$B$14,0),1),\"\")","v":""},{"$f":"IFERROR(IF(INDEX('Buildings and Areas'!L$5:L$14,MATCH($C36,'Buildings and Areas'!$B$5:$B$14,0),1)=\"\",\"Deemed\",INDEX('Buildings and Areas'!L$5:L$14,MATCH($C36,'Buildings and Areas'!$B$5:$B$14,0),1)),\"\")","v":""},{"$f":"IFERROR(IF(INDEX('Buildings and Areas'!M$5:M$14,MATCH($C36,'Buildings and Areas'!$B$5:$B$14,0),1)=\"\",\"Deemed\",INDEX('Buildings and Areas'!M$5:M$14,MATCH($C36,'Buildings and Areas'!$B$5:$B$14,0),1)),\"\")","v":""},{"$f":"IFERROR(INDEX('Buildings and Areas'!P$5:P$14,MATCH($C36,'Buildings and Areas'!$B$5:$B$14,0),1),0)","v":0},{"$f":"IFERROR(INDEX('Buildings and Areas'!Q$5:Q$14,MATCH($C36,'Buildings and Areas'!$B$5:$B$14,0),1),0)","v":0},{"$f":"IF(OR($AG36=\"\",$E36=\"\",$F36=\"\"),0,IF($F$124>0.1,(VLOOKUP($E36,'Fixture Descriptions'!$A:$I,8,0)/1000)*(1-$G$124),(VLOOKUP($E36,'Fixture Descriptions'!$A:$I,8,0)/1000)))","v":0},0,0,0,0,{"$f":"IFERROR(IF(AH36=\"Exterior\",1,IF(ProjectType=\"New Construction\",1-'Factor Tables'!$C$46,1-INDEX('Factor Tables'!C$46:C$51,MATCH(Inventory!$H36,'Factor Tables'!$B$46:$B$51,0)))),1)","v":1},{"$f":"IF(I36=\"REMOVED\",0,IF($AD36<>\"\",VLOOKUP($AD36,'Fixture Descriptions'!$A:$I,8,0)/1000,0))","v":0},0,0,0,0,0,0,0,{"$f":"IFERROR(IF(OR($AG36=\"\",$K36=\"\",AH36=\"Exterior\"),1,1-INDEX('Factor Tables'!C$46:D$51,MATCH(Inventory!$K36,'Factor Tables'!$B$46:$B$51,0),IF(ProjectType=\"Retrofit\",1,2))),1)","v":1},null,0,0,0,0,0,0,0,0,0,0,0,0,0,0,0,0,{"$f":"IFERROR(VLOOKUP(IF($AD36=\"Removed\",E36,$AD36),'Fixture Descriptions'!$A:$I,9,0),\"\")","v":0},{"$f":"IF($AD36=\"\",\"\",VLOOKUP($AD36,'Fixture Descriptions'!$A:$I,2,0))","v":""},{"$f":"IF(I36=\"\",\"\",IF(I36=\"Removed\",\"N/A\",IF(IFERROR(VLOOKUP(I36,'Fixture Schedule'!$C$9:$G$58,5,0),L36)=\"\",\"Not Qualified\",IFERROR(VLOOKUP(I36,'Fixture Schedule'!$C$9:$G$58,5,0),L36))))","v":""},{"$f":"IFERROR(INDEX('Utility Admin'!$F$3:$AW$3,1,MATCH(1,(CB$8='Utility Admin'!$F$1:$AW$1)*(Inventory!$AH36='Utility Admin'!$F$2:$AW$2)*(Inventory!$BY36=('Utility Admin'!$F$4:$AW$4)),0)),0)","v":0},{"$f":"IFERROR(INDEX('Utility Admin'!$F$3:$AW$3,1,MATCH(1,(CC$8='Utility Admin'!$F$1:$AW$1)*(Inventory!$AH36='Utility Admin'!$F$2:$AW$2)*(Inventory!$BY36=('Utility Admin'!$F$4:$AW$4)),0)),0)","v":0},{"$f":"IFERROR(INDEX('Utility Admin'!$F$3:$AW$3,1,MATCH(1,(CB$8='Utility Admin'!$F$1:$AW$1)*(Inventory!$AH36='Utility Admin'!$F$2:$AW$2)*(\"Lighting Controls\"=('Utility Admin'!$F$4:$AW$4)),0)),0)","v":0},{"$f":"IFERROR(INDEX('Utility Admin'!$F$3:$AW$3,1,MATCH(1,(CC$8='Utility Admin'!$F$1:$AW$1)*(Inventory!$AH36='Utility Admin'!$F$2:$AW$2)*(\"Lighting Controls\"=('Utility Admin'!$F$4:$AW$4)),0)),0)","v":0},false]
[null,29,null,null,null,null,null,null,null,null,null,null,null,{"$f":"IF(OR(I37=\"\",J37=\"\",AND(ProjectType=\"Retrofit\",OR(E37=\"\",F37=\"\"))),\"-\",IF(OR(CA37=0,CA37=\"Not Qualified\"),\"N\",IFERROR(INDEX('Fixture Descriptions'!K:K,MATCH(AD37,'Fixture Descriptions'!A:A,0)),\"N\")))","v":"-"},0,0,0,0,0,0,0,0,0,{"$f":"ROUND(IFERROR(IF($AE$7,BI37*MaxIncentive,Inventory!Z37),0),2)","v":0},0,0,0,0,0,{"$f":"IF(I37=\"\",\"\",IFERROR(VLOOKUP(I37,'Fixture Schedule'!$C$9:$D$58,2,0),I37))","v":""},{"$f":"10","v":10},{"$f":"IFERROR(VLOOKUP(IF(I37=\"REMOVED\",E37,AD37),'Fixture Descriptions'!A:J,10,FALSE),0)","v":0},{"$f":"IFERROR(INDEX('Buildings and Areas'!D$5:D$14,MATCH($C37,'Buildings and Areas'!$B$5:$B$14,0),1),\"\")","v":""},{"$f":"IFERROR(INDEX('Buildings and Areas'!C$5:C$14,MATCH($C37,'Buildings and Areas'!$B$5:$B$14,0),1),\"\")","v":""},{"$f":"IFERROR(INDEX('Buildings and Areas'!R$5:R$14,MATCH($C37,'Buildings and Areas'!$B$5:$B$14,0),1),0)","v":0},{"$f":"IFERROR(INDEX('Buildings and Areas'!S$5:S$14,MATCH($C37,'Buildings and Areas'!$B$5:$B$14,0),1),0)","v":0},{"$f":"IFERROR(INDEX('Buildings and Areas'!T$5:T$14,MATCH($C37,'Buildings and Areas'!$B$5:$B$14,0),1),0)","v":0},{"$f":"IFERROR(INDEX('Buildings and Areas'!O$5:O$14,MATCH($C37,'Buildings and Areas'!$B$5:$B$14,0),1),\"\")","v":""},{"$f":"IFERROR(INDEX('Buildings and Areas'!F$5:F$14,MATCH($C37,'Buildings and Areas'!$B$5:$B$14,0),1)&IF(AH37=\"Exterior\",\": \"&'Buildings and Areas'!$H$4,\"\"),\"\")","v":""},{"$f":"IFERROR(INDEX('Buildings and Areas'!H$5:H$14,MATCH($C37,'Buildings and Areas'!$B$5:$B$14,0),1),\"\")","v":""},{"$f":"IFERROR(IF(INDEX('Buildings and Areas'!L$5:L$14,MATCH($C37,'Buildings and Areas'!$B$5:$B$14,0),1)=\"\",\"Deemed\",INDEX('Buildings and Areas'!L$5:L$14,MATCH($C37,'Buildings and Areas'!$B$5:$B$14,0),1)),\"\")","v":""},{"$f":"IFERROR(IF(INDEX('Buildings and Areas'!M$5:M$14,MATCH($C37,'Buildings and Areas'!$B$5:$B$14,0),1)=\"\",\"Deemed\",INDEX('Buildings and Areas'!M$5:M$14,MATCH($C37,'Buildings and Areas'!$B$5:$B$14,0),1)),\"\")","v":""},{"$f":"IFERROR(INDEX('Buildings and Areas'!P$5:P$14,MATCH($C37,'Buildings and Areas'!$B$5:$B$14,0),1),0)","v":0},{"$f":"IFERROR(INDEX('Buildings and Areas'!Q$5:Q$14,MATCH($C37,'Buildings and Areas'!$B$5:$B$14,0),1),0)","v":0},{"$f":"IF(OR($AG37=\"\",$E37=\"\",$F37=\"\"),0,IF($F$124>0.1,(VLOOKUP($E37,'Fixture Descriptions'!$A:$I,8,0)/1000)*(1-$G$124),(VLOOKUP($E37,'Fixture Descriptions'!$A:$I,8,0)/1000)))","v":0},0,0,0,0,{"$f":"IFERROR(IF(AH37=\"Exterior\",1,IF(ProjectType=\"New Construction\",1-'Factor Tables'!$C$46,1-INDEX('Factor Tables'!C$46:C$51,MATCH(Inventory!$H37,'Factor Tables'!$B$46:$B$51,0)))),1)","v":1},{"$f":"IF(I37=\"REMOVED\",0,IF($AD37<>\"\",VLOOKUP($AD37,'Fixture Descriptions'!$A:$I,8,0)/1000,0))","v":0},0,0,0,0,0,0,0,{"$f":"IFERROR(IF(OR($AG37=\"\",$K37=\"\",AH37=\"Exterior\"),1,1-INDEX('Factor Tables'!C$46:D$51,MATCH(Inventory!$K37,'Factor Tables'!$B$46:$B$51,0),IF(ProjectType=\"Retrofit\",1,2))),1)","v":1},null,0,0,0,0,0,0,0,0,0,0,0,0,0,0,0,0,{"$f":"IFERROR(VLOOKUP(IF($AD37=\"Removed\",E37,$AD37),'Fixture Descriptions'!$A:$I,9,0),\"\")","v":0},{"$f":"IF($AD37=\"\",\"\",VLOOKUP($AD37,'Fixture Descriptions'!$A:$I,2,0))","v":""},{"$f":"IF(I37=\"\",\"\",IF(I37=\"Removed\",\"N/A\",IF(IFERROR(VLOOKUP(I37,'Fixture Schedule'!$C$9:$G$58,5,0),L37)=\"\",\"Not Qualified\",IFERROR(VLOOKUP(I37,'Fixture Schedule'!$C$9:$G$58,5,0),L37))))","v":""},{"$f":"IFERROR(INDEX('Utility Admin'!$F$3:$AW$3,1,MATCH(1,(CB$8='Utility Admin'!$F$1:$AW$1)*(Inventory!$AH37='Utility Admin'!$F$2:$AW$2)*(Inventory!$BY37=('Utility Admin'!$F$4:$AW$4)),0)),0)","v":0},{"$f":"IFERROR(INDEX('Utility Admin'!$F$3:$AW$3,1,MATCH(1,(CC$8='Utility Admin'!$F$1:$AW$1)*(Inventory!$AH37='Utility Admin'!$F$2:$AW$2)*(Inventory!$BY37=('Utility Admin'!$F$4:$AW$4)),0)),0)","v":0},{"$f":"IFERROR(INDEX('Utility Admin'!$F$3:$AW$3,1,MATCH(1,(CB$8='Utility Admin'!$F$1:$AW$1)*(Inventory!$AH37='Utility Admin'!$F$2:$AW$2)*(\"Lighting Controls\"=('Utility Admin'!$F$4:$AW$4)),0)),0)","v":0},{"$f":"IFERROR(INDEX('Utility Admin'!$F$3:$AW$3,1,MATCH(1,(CC$8='Utility Admin'!$F$1:$AW$1)*(Inventory!$AH37='Utility Admin'!$F$2:$AW$2)*(\"Lighting Controls\"=('Utility Admin'!$F$4:$AW$4)),0)),0)","v":0},false]
[null,30,null,null,null,null,null,null,null,null,null,null,null,{"$f":"IF(OR(I38=\"\",J38=\"\",AND(ProjectType=\"Retrofit\",OR(E38=\"\",F38=\"\"))),\"-\",IF(OR(CA38=0,CA38=\"Not Qualified\"),\"N\",IFERROR(INDEX('Fixture Descriptions'!K:K,MATCH(AD38,'Fixture Descriptions'!A:A,0)),\"N\")))","v":"-"},0,0,0,0,0,0,0,0,0,{"$f":"ROUND(IFERROR(IF($AE$7,BI38*MaxIncentive,Inventory!Z38),0),2)","v":0},0,0,0,0,0,{"$f":"IF(I38=\"\",\"\",IFERROR(VLOOKUP(I38,'Fixture Schedule'!$C$9:$D$58,2,0),I38))","v":""},{"$f":"10","v":10},{"$f":"IFERROR(VLOOKUP(IF(I38=\"REMOVED\",E38,AD38),'Fixture Descriptions'!A:J,10,FALSE),0)","v":0},{"$f":"IFERROR(INDEX('Buildings and Areas'!D$5:D$14,MATCH($C38,'Buildings and Areas'!$B$5:$B$14,0),1),\"\")","v":""},{"$f":"IFERROR(INDEX('Buildings and Areas'!C$5:C$14,MATCH($C38,'Buildings and Areas'!$B$5:$B$14,0),1),\"\")","v":""},{"$f":"IFERROR(INDEX('Buildings and Areas'!R$5:R$14,MATCH($C38,'Buildings and Areas'!$B$5:$B$14,0),1),0)","v":0},{"$f":"IFERROR(INDEX('Buildings and Areas'!S$5:S$14,MATCH($C38,'Buildings and Areas'!$B$5:$B$14,0),1),0)","v":0},{"$f":"IFERROR(INDEX('Buildings and Areas'!T$5:T$14,MATCH($C38,'Buildings and Areas'!$B$5:$B$14,0),1),0)","v":0},{"$f":"IFERROR(INDEX('Buildings and Areas'!O$5:O$14,MATCH($C38,'Buildings and Areas'!$B$5:$B$14,0),1),\"\")","v":""},{"$f":"IFERROR(INDEX('Buildings and Areas'!F$5:F$14,MATCH($C38,'Buildings and Areas'!$B$5:$B$14,0),1)&IF(AH38=\"Exterior\",\": \"&'Buildings and Areas'!$H$4,\"\"),\"\")","v":""},{"$f":"IFERROR(INDEX('Buildings and Areas'!H$5:H$14,MATCH($C38,'Buildings and Areas'!$B$5:$B$14,0),1),\"\")","v":""},{"$f":"IFERROR(IF(INDEX('Buildings and Areas'!L$5:L$14,MATCH($C38,'Buildings and Areas'!$B$5:$B$14,0),1)=\"\",\"Deemed\",INDEX('Buildings and Areas'!L$5:L$14,MATCH($C38,'Buildings and Areas'!$B$5:$B$14,0),1)),\"\")","v":""},{"$f":"IFERROR(IF(INDEX('Buildings and Areas'!M$5:M$14,MATCH($C38,'Buildings and Areas'!$B$5:$B$14,0),1)=\"\",\"Deemed\",INDEX('Buildings and Areas'!M$5:M$14,MATCH($C38,'Buildings and Areas'!$B$5:$B$14,0),1)),\"\")","v":""},{"$f":"IFERROR(INDEX('Buildings and Areas'!P$5:P$14,MATCH($C38,'Buildings and Areas'!$B$5:$B$14,0),1),0)","v":0},{"$f":"IFERROR(INDEX('Buildings and Areas'!Q$5:Q$14,MATCH($C38,'Buildings and Areas'!$B$5:$B$14,0),1),0)","v":0},{"$f":"IF(OR($AG38=\"\",$E38=\"\",$F38=\"\"),0,IF($F$124>0.1,(VLOOKUP($E38,'Fixture Descriptions'!$A:$I,8,0)/1000)*(1-$G$124),(VLOOKUP($E38,'Fixture Descriptions'!$A:$I,8,0)/1000)))","v":0},0,0,0,0,{"$f":"IFERROR(IF(AH38=\"Exterior\",1,IF(ProjectType=\"New Construction\",1-'Factor Tables'!$C$46,1-INDEX('Factor Tables'!C$46:C$51,MATCH(Inventory!$H38,'Factor Tables'!$B$46:$B$51,0)))),1)","v":1},{"$f":"IF(I38=\"REMOVED\",0,IF($AD38<>\"\",VLOOKUP($AD38,'Fixture Descriptions'!$A:$I,8,0)/1000,0))","v":0},0,0,0,0,0,0,0,{"$f":"IFERROR(IF(OR($AG38=\"\",$K38=\"\",AH38=\"Exterior\"),1,1-INDEX('Factor Tables'!C$46:D$51,MATCH(Inventory!$K38,'Factor Tables'!$B$46:$B$51,0),IF(ProjectType=\"Retrofit\",1,2))),1)","v":1},null,0,0,0,0,0,0,0,0,0,0,0,0,0,0,0,0,{"$f":"IFERROR(VLOOKUP(IF($AD38=\"Removed\",E38,$AD38),'Fixture Descriptions'!$A:$I,9,0),\"\")","v":0},{"$f":"IF($AD38=\"\",\"\",VLOOKUP($AD38,'Fixture Descriptions'!$A:$I,2,0))","v":""},{"$f":"IF(I38=\"\",\"\",IF(I38=\"Removed\",\"N/A\",IF(IFERROR(VLOOKUP(I38,'Fixture Schedule'!$C$9:$G$58,5,0),L38)=\"\",\"Not Qualified\",IFERROR(VLOOKUP(I38,'Fixture Schedule'!$C$9:$G$58,5,0),L38))))","v":""},{"$f":"IFERROR(INDEX('Utility Admin'!$F$3:$AW$3,1,MATCH(1,(CB$8='Utility Admin'!$F$1:$AW$1)*(Inventory!$AH38='Utility Admin'!$F$2:$AW$2)*(Inventory!$BY38=('Utility Admin'!$F$4:$AW$4)),0)),0)","v":0},{"$f":"IFERROR(INDEX('Utility Admin'!$F$3:$AW$3,1,MATCH(1,(CC$8='Utility Admin'!$F$1:$AW$1)*(Inventory!$AH38='Utility Admin'!$F$2:$AW$2)*(Inventory!$BY38=('Utility Admin'!$F$4:$AW$4)),0)),0)","v":0},{"$f":"IFERROR(INDEX('Utility Admin'!$F$3:$AW$3,1,MATCH(1,(CB$8='Utility Admin'!$F$1:$AW$1)*(Inventory!$AH38='Utility Admin'!$F$2:$AW$2)*(\"Lighting Controls\"=('Utility Admin'!$F$4:$AW$4)),0)),0)","v":0},{"$f":"IFERROR(INDEX('Utility Admin'!$F$3:$AW$3,1,MATCH(1,(CC$8='Utility Admin'!$F$1:$AW$1)*(Inventory!$AH38='Utility Admin'!$F$2:$AW$2)*(\"Lighting Controls\"=('Utility Admin'!$F$4:$AW$4)),0)),0)","v":0},false]
[null,31,null,null,null,null,null,null,null,null,null,null,null,{"$f":"IF(OR(I39=\"\",J39=\"\",AND(ProjectType=\"Retrofit\",OR(E39=\"\",F39=\"\"))),\"-\",IF(OR(CA39=0,CA39=\"Not Qualified\"),\"N\",IFERROR(INDEX('Fixture Descriptions'!K:K,MATCH(AD39,'Fixture Descriptions'!A:A,0)),\"N\")))","v":"-"},0,0,0,0,0,0,0,0,0,{"$f":"ROUND(IFERROR(IF($AE$7,BI39*MaxIncentive,Inventory!Z39),0),2)","v":0},0,0,0,0,0,{"$f":"IF(I39=\"\",\"\",IFERROR(VLOOKUP(I39,'Fixture Schedule'!$C$9:$D$58,2,0),I39))","v":""},{"$f":"10","v":10},{"$f":"IFERROR(VLOOKUP(IF(I39=\"REMOVED\",E39,AD39),'Fixture Descriptions'!A:J,10,FALSE),0)","v":0},{"$f":"IFERROR(INDEX('Buildings and Areas'!D$5:D$14,MATCH($C39,'Buildings and Areas'!$B$5:$B$14,0),1),\"\")","v":""},{"$f":"IFERROR(INDEX('Buildings and Areas'!C$5:C$14,MATCH($C39,'Buildings and Areas'!$B$5:$B$14,0),1),\"\")","v":""},{"$f":"IFERROR(INDEX('Buildings and Areas'!R$5:R$14,MATCH($C39,'Buildings and Areas'!$B$5:$B$14,0),1),0)","v":0},{"$f":"IFERROR(INDEX('Buildings and Areas'!S$5:S$14,MATCH($C39,'Buildings and Areas'!$B$5:$B$14,0),1),0)","v":0},{"$f":"IFERROR(INDEX('Buildings and Areas'!T$5:T$14,MATCH($C39,'Buildings and Areas'!$B$5:$B$14,0),1),0)","v":0},{"$f":"IFERROR(INDEX('Buildings and Areas'!O$5:O$14,MATCH($C39,'Buildings and Areas'!$B$5:$B$14,0),1),\"\")","v":""},{"$f":"IFERROR(INDEX('Buildings and Areas'!F$5:F$14,MATCH($C39,'Buildings and Areas'!$B$5:$B$14,0),1)&IF(AH39=\"Exterior\",\": \"&'Buildings and Areas'!$H$4,\"\"),\"\")","v":""},{"$f":"IFERROR(INDEX('Buildings and Areas'!H$5:H$14,MATCH($C39,'Buildings and Areas'!$B$5:$B$14,0),1),\"\")","v":""},{"$f":"IFERROR(IF(INDEX('Buildings and Areas'!L$5:L$14,MATCH($C39,'Buildings and Areas'!$B$5:$B$14,0),1)=\"\",\"Deemed\",INDEX('Buildings and Areas'!L$5:L$14,MATCH($C39,'Buildings and Areas'!$B$5:$B$14,0),1)),\"\")","v":""},{"$f":"IFERROR(IF(INDEX('Buildings and Areas'!M$5:M$14,MATCH($C39,'Buildings and Areas'!$B$5:$B$14,0),1)=\"\",\"Deemed\",INDEX('Buildings and Areas'!M$5:M$14,MATCH($C39,'Buildings and Areas'!$B$5:$B$14,0),1)),\"\")","v":""},{"$f":"IFERROR(INDEX('Buildings and Areas'!P$5:P$14,MATCH($C39,'Buildings and Areas'!$B$5:$B$14,0),1),0)","v":0},{"$f":"IFERROR(INDEX('Buildings and Areas'!Q$5:Q$14,MATCH($C39,'Buildings and Areas'!$B$5:$B$14,0),1),0)","v":0},{"$f":"IF(OR($AG39=\"\",$E39=\"\",$F39=\"\"),0,IF($F$124>0.1,(VLOOKUP($E39,'Fixture Descriptions'!$A:$I,8,0)/1000)*(1-$G$124),(VLOOKUP($E39,'Fixture Descriptions'!$A:$I,8,0)/1000)))","v":0},0,0,0,0,{"$f":"IFERROR(IF(AH39=\"Exterior\",1,IF(ProjectType=\"New Construction\",1-'Factor Tables'!$C$46,1-INDEX('Factor Tables'!C$46:C$51,MATCH(Inventory!$H39,'Factor Tables'!$B$46:$B$51,0)))),1)","v":1},{"$f":"IF(I39=\"REMOVED\",0,IF($AD39<>\"\",VLOOKUP($AD39,'Fixture Descriptions'!$A:$I,8,0)/1000,0))","v":0},0,0,0,0,0,0,0,{"$f":"IFERROR(IF(OR($AG39=\"\",$K39=\"\",AH39=\"Exterior\"),1,1-INDEX('Factor Tables'!C$46:D$51,MATCH(Inventory!$K39,'Factor Tables'!$B$46:$B$51,0),IF(ProjectType=\"Retrofit\",1,2))),1)","v":1},null,0,0,0,0,0,0,0,0,0,0,0,0,0,0,0,0,{"$f":"IFERROR(VLOOKUP(IF($AD39=\"Removed\",E39,$AD39),'Fixture Descriptions'!$A:$I,9,0),\"\")","v":0},{"$f":"IF($AD39=\"\",\"\",VLOOKUP($AD39,'Fixture Descriptions'!$A:$I,2,0))","v":""},{"$f":"IF(I39=\"\",\"\",IF(I39=\"Removed\",\"N/A\",IF(IFERROR(VLOOKUP(I39,'Fixture Schedule'!$C$9:$G$58,5,0),L39)=\"\",\"Not Qualified\",IFERROR(VLOOKUP(I39,'Fixture Schedule'!$C$9:$G$58,5,0),L39))))","v":""},{"$f":"IFERROR(INDEX('Utility Admin'!$F$3:$AW$3,1,MATCH(1,(CB$8='Utility Admin'!$F$1:$AW$1)*(Inventory!$AH39='Utility Admin'!$F$2:$AW$2)*(Inventory!$BY39=('Utility Admin'!$F$4:$AW$4)),0)),0)","v":0},{"$f":"IFERROR(INDEX('Utility Admin'!$F$3:$AW$3,1,MATCH(1,(CC$8='Utility Admin'!$F$1:$AW$1)*(Inventory!$AH39='Utility Admin'!$F$2:$AW$2)*(Inventory!$BY39=('Utility Admin'!$F$4:$AW$4)),0)),0)","v":0},{"$f":"IFERROR(INDEX('Utility Admin'!$F$3:$AW$3,1,MATCH(1,(CB$8='Utility Admin'!$F$1:$AW$1)*(Inventory!$AH39='Utility Admin'!$F$2:$AW$2)*(\"Lighting Controls\"=('Utility Admin'!$F$4:$AW$4)),0)),0)","v":0},{"$f":"IFERROR(INDEX('Utility Admin'!$F$3:$AW$3,1,MATCH(1,(CC$8='Utility Admin'!$F$1:$AW$1)*(Inventory!$AH39='Utility Admin'!$F$2:$AW$2)*(\"Lighting Controls\"=('Utility Admin'!$F$4:$AW$4)),0)),0)","v":0},false]
[null,32,null,null,null,null,null,null,null,null,null,null,null,{"$f":"IF(OR(I40=\"\",J40=\"\",AND(ProjectType=\"Retrofit\",OR(E40=\"\",F40=\"\"))),\"-\",IF(OR(CA40=0,CA40=\"Not Qualified\"),\"N\",IFERROR(INDEX('Fixture Descriptions'!K:K,MATCH(AD40,'Fixture Descriptions'!A:A,0)),\"N\")))","v":"-"},0,0,0,0,0,0,0,0,0,{"$f":"ROUND(IFERROR(IF($AE$7,BI40*MaxIncentive,Inventory!Z40),0),2)","v":0},0,0,0,0,0,{"$f":"IF(I40=\"\",\"\",IFERROR(VLOOKUP(I40,'Fixture Schedule'!$C$9:$D$58,2,0),I40))","v":""},{"$f":"10","v":10},{"$f":"IFERROR(VLOOKUP(IF(I40=\"REMOVED\",E40,AD40),'Fixture Descriptions'!A:J,10,FALSE),0)","v":0},{"$f":"IFERROR(INDEX('Buildings and Areas'!D$5:D$14,MATCH($C40,'Buildings and Areas'!$B$5:$B$14,0),1),\"\")","v":""},{"$f":"IFERROR(INDEX('Buildings and Areas'!C$5:C$14,MATCH($C40,'Buildings and Areas'!$B$5:$B$14,0),1),\"\")","v":""},{"$f":"IFERROR(INDEX('Buildings and Areas'!R$5:R$14,MATCH($C40,'Buildings and Areas'!$B$5:$B$14,0),1),0)","v":0},{"$f":"IFERROR(INDEX('Buildings and Areas'!S$5:S$14,MATCH($C40,'Buildings and Areas'!$B$5:$B$14,0),1),0)","v":0},{"$f":"IFERROR(INDEX('Buildings and Areas'!T$5:T$14,MATCH($C40,'Buildings and Areas'!$B$5:$B$14,0),1),0)","v":0},{"$f":"IFERROR(INDEX('Buildings and Areas'!O$5:O$14,MATCH($C40,'Buildings and Areas'!$B$5:$B$14,0),1),\"\")","v":""},{"$f":"IFERROR(INDEX('Buildings and Areas'!F$5:F$14,MATCH($C40,'Buildings and Areas'!$B$5:$B$14,0),1)&IF(AH40=\"Exterior\",\": \"&'Buildings and Areas'!$H$4,\"\"),\"\")","v":""},{"$f":"IFERROR(INDEX('Buildings and Areas'!H$5:H$14,MATCH($C40,'Buildings and Areas'!$B$5:$B$14,0),1),\"\")","v":""},{"$f":"IFERROR(IF(INDEX('Buildings and Areas'!L$5:L$14,MATCH($C40,'Buildings and Areas'!$B$5:$B$14,0),1)=\"\",\"Deemed\",INDEX('Buildings and Areas'!L$5:L$14,MATCH($C40,'Buildings and Areas'!$B$5:$B$14,0),1)),\"\")","v":""},{"$f":"IFERROR(IF(INDEX('Buildings and Areas'!M$5:M$14,MATCH($C40,'Buildings and Areas'!$B$5:$B$14,0),1)=\"\",\"Deemed\",INDEX('Buildings and Areas'!M$5:M$14,MATCH($C40,'Buildings and Areas'!$B$5:$B$14,0),1)),\"\")","v":""},{"$f":"IFERROR(INDEX('Buildings and Areas'!P$5:P$14,MATCH($C40,'Buildings and Areas'!$B$5:$B$14,0),1),0)","v":0},{"$f":"IFERROR(INDEX('Buildings and Areas'!Q$5:Q$14,MATCH($C40,'Buildings and Areas'!$B$5:$B$14,0),1),0)","v":0},{"$f":"IF(OR($AG40=\"\",$E40=\"\",$F40=\"\"),0,IF($F$124>0.1,(VLOOKUP($E40,'Fixture Descriptions'!$A:$I,8,0)/1000)*(1-$G$124),(VLOOKUP($E40,'Fixture Descriptions'!$A:$I,8,0)/1000)))","v":0},0,0,0,0,{"$f":"IFERROR(IF(AH40=\"Exterior\",1,IF(ProjectType=\"New Construction\",1-'Factor Tables'!$C$46,1-INDEX('Factor Tables'!C$46:C$51,MATCH(Inventory!$H40,'Factor Tables'!$B$46:$B$51,0)))),1)","v":1},{"$f":"IF(I40=\"REMOVED\",0,IF($AD40<>\"\",VLOOKUP($AD40,'Fixture Descriptions'!$A:$I,8,0)/1000,0))","v":0},0,0,0,0,0,0,0,{"$f":"IFERROR(IF(OR($AG40=\"\",$K40=\"\",AH40=\"Exterior\"),1,1-INDEX('Factor Tables'!C$46:D$51,MATCH(Inventory!$K40,'Factor Tables'!$B$46:$B$51,0),IF(ProjectType=\"Retrofit\",1,2))),1)","v":1},null,0,0,0,0,0,0,0,0,0,0,0,0,0,0,0,0,{"$f":"IFERROR(VLOOKUP(IF($AD40=\"Removed\",E40,$AD40),'Fixture Descriptions'!$A:$I,9,0),\"\")","v":0},{"$f":"IF($AD40=\"\",\"\",VLOOKUP($AD40,'Fixture Descriptions'!$A:$I,2,0))","v":""},{"$f":"IF(I40=\"\",\"\",IF(I40=\"Removed\",\"N/A\",IF(IFERROR(VLOOKUP(I40,'Fixture Schedule'!$C$9:$G$58,5,0),L40)=\"\",\"Not Qualified\",IFERROR(VLOOKUP(I40,'Fixture Schedule'!$C$9:$G$58,5,0),L40))))","v":""},{"$f":"IFERROR(INDEX('Utility Admin'!$F$3:$AW$3,1,MATCH(1,(CB$8='Utility Admin'!$F$1:$AW$1)*(Inventory!$AH40='Utility Admin'!$F$2:$AW$2)*(Inventory!$BY40=('Utility Admin'!$F$4:$AW$4)),0)),0)","v":0},{"$f":"IFERROR(INDEX('Utility Admin'!$F$3:$AW$3,1,MATCH(1,(CC$8='Utility Admin'!$F$1:$AW$1)*(Inventory!$AH40='Utility Admin'!$F$2:$AW$2)*(Inventory!$BY40=('Utility Admin'!$F$4:$AW$4)),0)),0)","v":0},{"$f":"IFERROR(INDEX('Utility Admin'!$F$3:$AW$3,1,MATCH(1,(CB$8='Utility Admin'!$F$1:$AW$1)*(Inventory!$AH40='Utility Admin'!$F$2:$AW$2)*(\"Lighting Controls\"=('Utility Admin'!$F$4:$AW$4)),0)),0)","v":0},{"$f":"IFERROR(INDEX('Utility Admin'!$F$3:$AW$3,1,MATCH(1,(CC$8='Utility Admin'!$F$1:$AW$1)*(Inventory!$AH40='Utility Admin'!$F$2:$AW$2)*(\"Lighting Controls\"=('Utility Admin'!$F$4:$AW$4)),0)),0)","v":0},false]
[null,33,null,null,null,null,null,null,null,null,null,null,null,{"$f":"IF(OR(I41=\"\",J41=\"\",AND(ProjectType=\"Retrofit\",OR(E41=\"\",F41=\"\"))),\"-\",IF(OR(CA41=0,CA41=\"Not Qualified\"),\"N\",IFERROR(INDEX('Fixture Descriptions'!K:K,MATCH(AD41,'Fixture Descriptions'!A:A,0)),\"N\")))","v":"-"},0,0,0,0,0,0,0,0,0,{"$f":"ROUND(IFERROR(IF($AE$7,BI41*MaxIncentive,Inventory!Z41),0),2)","v":0},0,0,0,0,0,{"$f":"IF(I41=\"\",\"\",IFERROR(VLOOKUP(I41,'Fixture Schedule'!$C$9:$D$58,2,0),I41))","v":""},{"$f":"10","v":10},{"$f":"IFERROR(VLOOKUP(IF(I41=\"REMOVED\",E41,AD41),'Fixture Descriptions'!A:J,10,FALSE),0)","v":0},{"$f":"IFERROR(INDEX('Buildings and Areas'!D$5:D$14,MATCH($C41,'Buildings and Areas'!$B$5:$B$14,0),1),\"\")","v":""},{"$f":"IFERROR(INDEX('Buildings and Areas'!C$5:C$14,MATCH($C41,'Buildings and Areas'!$B$5:$B$14,0),1),\"\")","v":""},{"$f":"IFERROR(INDEX('Buildings and Areas'!R$5:R$14,MATCH($C41,'Buildings and Areas'!$B$5:$B$14,0),1),0)","v":0},{"$f":"IFERROR(INDEX('Buildings and Areas'!S$5:S$14,MATCH($C41,'Buildings and Areas'!$B$5:$B$14,0),1),0)","v":0},{"$f":"IFERROR(INDEX('Buildings and Areas'!T$5:T$14,MATCH($C41,'Buildings and Areas'!$B$5:$B$14,0),1),0)","v":0},{"$f":"IFERROR(INDEX('Buildings and Areas'!O$5:O$14,MATCH($C41,'Buildings and Areas'!$B$5:$B$14,0),1),\"\")","v":""},{"$f":"IFERROR(INDEX('Buildings and Areas'!F$5:F$14,MATCH($C41,'Buildings and Areas'!$B$5:$B$14,0),1)&IF(AH41=\"Exterior\",\": \"&'Buildings and Areas'!$H$4,\"\"),\"\")","v":""},{"$f":"IFERROR(INDEX('Buildings and Areas'!H$5:H$14,MATCH($C41,'Buildings and Areas'!$B$5:$B$14,0),1),\"\")","v":""},{"$f":"IFERROR(IF(INDEX('Buildings and Areas'!L$5:L$14,MATCH($C41,'Buildings and Areas'!$B$5:$B$14,0),1)=\"\",\"Deemed\",INDEX('Buildings and Areas'!L$5:L$14,MATCH($C41,'Buildings and Areas'!$B$5:$B$14,0),1)),\"\")","v":""},{"$f":"IFERROR(IF(INDEX('Buildings and Areas'!M$5:M$14,MATCH($C41,'Buildings and Areas'!$B$5:$B$14,0),1)=\"\",\"Deemed\",INDEX('Buildings and Areas'!M$5:M$14,MATCH($C41,'Buildings and Areas'!$B$5:$B$14,0),1)),\"\")","v":""},{"$f":"IFERROR(INDEX('Buildings and Areas'!P$5:P$14,MATCH($C41,'Buildings and Areas'!$B$5:$B$14,0),1),0)","v":0},{"$f":"IFERROR(INDEX('Buildings and Areas'!Q$5:Q$14,MATCH($C41,'Buildings and Areas'!$B$5:$B$14,0),1),0)","v":0},{"$f":"IF(OR($AG41=\"\",$E41=\"\",$F41=\"\"),0,IF($F$124>0.1,(VLOOKUP($E41,'Fixture Descriptions'!$A:$I,8,0)/1000)*(1-$G$124),(VLOOKUP($E41,'Fixture Descriptions'!$A:$I,8,0)/1000)))","v":0},0,0,0,0,{"$f":"IFERROR(IF(AH41=\"Exterior\",1,IF(ProjectType=\"New Construction\",1-'Factor Tables'!$C$46,1-INDEX('Factor Tables'!C$46:C$51,MATCH(Inventory!$H41,'Factor Tables'!$B$46:$B$51,0)))),1)","v":1},{"$f":"IF(I41=\"REMOVED\",0,IF($AD41<>\"\",VLOOKUP($AD41,'Fixture Descriptions'!$A:$I,8,0)/1000,0))","v":0},0,0,0,0,0,0,0,{"$f":"IFERROR(IF(OR($AG41=\"\",$K41=\"\",AH41=\"Exterior\"),1,1-INDEX('Factor Tables'!C$46:D$51,MATCH(Inventory!$K41,'Factor Tables'!$B$46:$B$51,0),IF(ProjectType=\"Retrofit\",1,2))),1)","v":1},null,0,0,{"$f":"IFERROR(BA41/INDEX(BA$112:BA$121,MATCH(C41,C$112:C$121,0)),0)","v":0},0,0,0,0,0,0,0,0,0,0,0,0,0,{"$f":"IFERROR(VLOOKUP(IF($AD41=\"Removed\",E41,$AD41),'Fixture Descriptions'!$A:$I,9,0),\"\")","v":0},{"$f":"IF($AD41=\"\",\"\",VLOOKUP($AD41,'Fixture Descriptions'!$A:$I,2,0))","v":""},{"$f":"IF(I41=\"\",\"\",IF(I41=\"Removed\",\"N/A\",IF(IFERROR(VLOOKUP(I41,'Fixture Schedule'!$C$9:$G$58,5,0),L41)=\"\",\"Not Qualified\",IFERROR(VLOOKUP(I41,'Fixture Schedule'!$C$9:$G$58,5,0),L41))))","v":""},{"$f":"IFERROR(INDEX('Utility Admin'!$F$3:$AW$3,1,MATCH(1,(CB$8='Utility Admin'!$F$1:$AW$1)*(Inventory!$AH41='Utility Admin'!$F$2:$AW$2)*(Inventory!$BY41=('Utility Admin'!$F$4:$AW$4)),0)),0)","v":0},{"$f":"IFERROR(INDEX('Utility Admin'!$F$3:$AW$3,1,MATCH(1,(CC$8='Utility Admin'!$F$1:$AW$1)*(Inventory!$AH41='Utility Admin'!$F$2:$AW$2)*(Inventory!$BY41=('Utility Admin'!$F$4:$AW$4)),0)),0)","v":0},{"$f":"IFERROR(INDEX('Utility Admin'!$F$3:$AW$3,1,MATCH(1,(CB$8='Utility Admin'!$F$1:$AW$1)*(Inventory!$AH41='Utility Admin'!$F$2:$AW$2)*(\"Lighting Controls\"=('Utility Admin'!$F$4:$AW$4)),0)),0)","v":0},{"$f":"IFERROR(INDEX('Utility Admin'!$F$3:$AW$3,1,MATCH(1,(CC$8='Utility Admin'!$F$1:$AW$1)*(Inventory!$AH41='Utility Admin'!$F$2:$AW$2)*(\"Lighting Controls\"=('Utility Admin'!$F$4:$AW$4)),0)),0)","v":0},false]
[null,34,null,null,null,null,null,null,null,null,null,null,null,{"$f":"IF(OR(I42=\"\",J42=\"\",AND(ProjectType=\"Retrofit\",OR(E42=\"\",F42=\"\"))),\"-\",IF(OR(CA42=0,CA42=\"Not Qualified\"),\"N\",IFERROR(INDEX('Fixture Descriptions'!K:K,MATCH(AD42,'Fixture Descriptions'!A:A,0)),\"N\")))","v":"-"},0,0,0,0,0,0,0,0,0,{"$f":"ROUND(IFERROR(IF($AE$7,BI42*MaxIncentive,Inventory!Z42),0),2)","v":0},0,0,0,0,0,{"$f":"IF(I42=\"\",\"\",IFERROR(VLOOKUP(I42,'Fixture Schedule'!$C$9:$D$58,2,0),I42))","v":""},{"$f":"10","v":10},{"$f":"IFERROR(VLOOKUP(IF(I42=\"REMOVED\",E42,AD42),'Fixture Descriptions'!A:J,10,FALSE),0)","v":0},{"$f":"IFERROR(INDEX('Buildings and Areas'!D$5:D$14,MATCH($C42,'Buildings and Areas'!$B$5:$B$14,0),1),\"\")","v":""},{"$f":"IFERROR(INDEX('Buildings and Areas'!C$5:C$14,MATCH($C42,'Buildings and Areas'!$B$5:$B$14,0),1),\"\")","v":""},{"$f":"IFERROR(INDEX('Buildings and Areas'!R$5:R$14,MATCH($C42,'Buildings and Areas'!$B$5:$B$14,0),1),0)","v":0},{"$f":"IFERROR(INDEX('Buildings and Areas'!S$5:S$14,MATCH($C42,'Buildings and Areas'!$B$5:$B$14,0),1),0)","v":0},{"$f":"IFERROR(INDEX('Buildings and Areas'!T$5:T$14,MATCH($C42,'Buildings and Areas'!$B$5:$B$14,0),1),0)","v":0},{"$f":"IFERROR(INDEX('Buildings and Areas'!O$5:O$14,MATCH($C42,'Buildings and Areas'!$B$5:$B$14,0),1),\"\")","v":""},{"$f":"IFERROR(INDEX('Buildings and Areas'!F$5:F$14,MATCH($C42,'Buildings and Areas'!$B$5:$B$14,0),1)&IF(AH42=\"Exterior\",\": \"&'Buildings and Areas'!$H$4,\"\"),\"\")","v":""},{"$f":"IFERROR(INDEX('Buildings and Areas'!H$5:H$14,MATCH($C42,'Buildings and Areas'!$B$5:$B$14,0),1),\"\")","v":""},{"$f":"IFERROR(IF(INDEX('Buildings and Areas'!L$5:L$14,MATCH($C42,'Buildings and Areas'!$B$5:$B$14,0),1)=\"\",\"Deemed\",INDEX('Buildings and Areas'!L$5:L$14,MATCH($C42,'Buildings and Areas'!$B$5:$B$14,0),1)),\"\")","v":""},{"$f":"IFERROR(IF(INDEX('Buildings and Areas'!M$5:M$14,MATCH($C42,'Buildings and Areas'!$B$5:$B$14,0),1)=\"\",\"Deemed\",INDEX('Buildings and Areas'!M$5:M$14,MATCH($C42,'Buildings and Areas'!$B$5:$B$14,0),1)),\"\")","v":""},{"$f":"IFERROR(INDEX('Buildings and Areas'!P$5:P$14,MATCH($C42,'Buildings and Areas'!$B$5:$B$14,0),1),0)","v":0},{"$f":"IFERROR(INDEX('Buildings and Areas'!Q$5:Q$14,MATCH($C42,'Buildings and Areas'!$B$5:$B$14,0),1),0)","v":0},{"$f":"IF(OR($AG42=\"\",$E42=\"\",$F42=\"\"),0,IF($F$124>0.1,(VLOOKUP($E42,'Fixture Descriptions'!$A:$I,8,0)/1000)*(1-$G$124),(VLOOKUP($E42,'Fixture Descriptions'!$A:$I,8,0)/1000)))","v":0},0,0,0,0,{"$f":"IFERROR(IF(AH42=\"Exterior\",1,IF(ProjectType=\"New Construction\",1-'Factor Tables'!$C$46,1-INDEX('Factor Tables'!C$46:C$51,MATCH(Inventory!$H42,'Factor Tables'!$B$46:$B$51,0)))),1)","v":1},{"$f":"IF(I42=\"REMOVED\",0,IF($AD42<>\"\",VLOOKUP($AD42,'Fixture Descriptions'!$A:$I,8,0)/1000,0))","v":0},0,0,0,0,0,0,0,{"$f":"IFERROR(IF(OR($AG42=\"\",$K42=\"\",AH42=\"Exterior\"),1,1-INDEX('Factor Tables'!C$46:D$51,MATCH(Inventory!$K42,'Factor Tables'!$B$46:$B$51,0),IF(ProjectType=\"Retrofit\",1,2))),1)","v":1},null,0,0,0,0,0,0,0,0,0,0,0,0,0,0,0,0,{"$f":"IFERROR(VLOOKUP(IF($AD42=\"Removed\",E42,$AD42),'Fixture Descriptions'!$A:$I,9,0),\"\")","v":0},{"$f":"IF($AD42=\"\",\"\",VLOOKUP($AD42,'Fixture Descriptions'!$A:$I,2,0))","v":""},{"$f":"IF(I42=\"\",\"\",IF(I42=\"Removed\",\"N/A\",IF(IFERROR(VLOOKUP(I42,'Fixture Schedule'!$C$9:$G$58,5,0),L42)=\"\",\"Not Qualified\",IFERROR(VLOOKUP(I42,'Fixture Schedule'!$C$9:$G$58,5,0),L42))))","v":""},{"$f":"IFERROR(INDEX('Utility Admin'!$F$3:$AW$3,1,MATCH(1,(CB$8='Utility Admin'!$F$1:$AW$1)*(Inventory!$AH42='Utility Admin'!$F$2:$AW$2)*(Inventory!$BY42=('Utility Admin'!$F$4:$AW$4)),0)),0)","v":0},{"$f":"IFERROR(INDEX('Utility Admin'!$F$3:$AW$3,1,MATCH(1,(CC$8='Utility Admin'!$F$1:$AW$1)*(Inventory!$AH42='Utility Admin'!$F$2:$AW$2)*(Inventory!$BY42=('Utility Admin'!$F$4:$AW$4)),0)),0)","v":0},{"$f":"IFERROR(INDEX('Utility Admin'!$F$3:$AW$3,1,MATCH(1,(CB$8='Utility Admin'!$F$1:$AW$1)*(Inventory!$AH42='Utility Admin'!$F$2:$AW$2)*(\"Lighting Controls\"=('Utility Admin'!$F$4:$AW$4)),0)),0)","v":0},{"$f":"IFERROR(INDEX('Utility Admin'!$F$3:$AW$3,1,MATCH(1,(CC$8='Utility Admin'!$F$1:$AW$1)*(Inventory!$AH42='Utility Admin'!$F$2:$AW$2)*(\"Lighting Controls\"=('Utility Admin'!$F$4:$AW$4)),0)),0)","v":0},false]
[null,35,null,null,null,null,null,null,null,null,null,null,null,{"$f":"IF(OR(I43=\"\",J43=\"\",AND(ProjectType=\"Retrofit\",OR(E43=\"\",F43=\"\"))),\"-\",IF(OR(CA43=0,CA43=\"Not Qualified\"),\"N\",IFERROR(INDEX('Fixture Descriptions'!K:K,MATCH(AD43,'Fixture Descriptions'!A:A,0)),\"N\")))","v":"-"},0,0,0,0,0,0,0,0,0,{"$f":"ROUND(IFERROR(IF($AE$7,BI43*MaxIncentive,Inventory!Z43),0),2)","v":0},0,0,0,0,0,{"$f":"IF(I43=\"\",\"\",IFERROR(VLOOKUP(I43,'Fixture Schedule'!$C$9:$D$58,2,0),I43))","v":""},{"$f":"10","v":10},{"$f":"IFERROR(VLOOKUP(IF(I43=\"REMOVED\",E43,AD43),'Fixture Descriptions'!A:J,10,FALSE),0)","v":0},{"$f":"IFERROR(INDEX('Buildings and Areas'!D$5:D$14,MATCH($C43,'Buildings and Areas'!$B$5:$B$14,0),1),\"\")","v":""},{"$f":"IFERROR(INDEX('Buildings and Areas'!C$5:C$14,MATCH($C43,'Buildings and Areas'!$B$5:$B$14,0),1),\"\")","v":""},{"$f":"IFERROR(INDEX('Buildings and Areas'!R$5:R$14,MATCH($C43,'Buildings and Areas'!$B$5:$B$14,0),1),0)","v":0},{"$f":"IFERROR(INDEX('Buildings and Areas'!S$5:S$14,MATCH($C43,'Buildings and Areas'!$B$5:$B$14,0),1),0)","v":0},{"$f":"IFERROR(INDEX('Buildings and Areas'!T$5:T$14,MATCH($C43,'Buildings and Areas'!$B$5:$B$14,0),1),0)","v":0},{"$f":"IFERROR(INDEX('Buildings and Areas'!O$5:O$14,MATCH($C43,'Buildings and Areas'!$B$5:$B$14,0),1),\"\")","v":""},{"$f":"IFERROR(INDEX('Buildings and Areas'!F$5:F$14,MATCH($C43,'Buildings and Areas'!$B$5:$B$14,0),1)&IF(AH43=\"Exterior\",\": \"&'Buildings and Areas'!$H$4,\"\"),\"\")","v":""},{"$f":"IFERROR(INDEX('Buildings and Areas'!H$5:H$14,MATCH($C43,'Buildings and Areas'!$B$5:$B$14,0),1),\"\")","v":""},{"$f":"IFERROR(IF(INDEX('Buildings and Areas'!L$5:L$14,MATCH($C43,'Buildings and Areas'!$B$5:$B$14,0),1)=\"\",\"Deemed\",INDEX('Buildings and Areas'!L$5:L$14,MATCH($C43,'Buildings and Areas'!$B$5:$B$14,0),1)),\"\")","v":""},{"$f":"IFERROR(IF(INDEX('Buildings and Areas'!M$5:M$14,MATCH($C43,'Buildings and Areas'!$B$5:$B$14,0),1)=\"\",\"Deemed\",INDEX('Buildings and Areas'!M$5:M$14,MATCH($C43,'Buildings and Areas'!$B$5:$B$14,0),1)),\"\")","v":""},{"$f":"IFERROR(INDEX('Buildings and Areas'!P$5:P$14,MATCH($C43,'Buildings and Areas'!$B$5:$B$14,0),1),0)","v":0},{"$f":"IFERROR(INDEX('Buildings and Areas'!Q$5:Q$14,MATCH($C43,'Buildings and Areas'!$B$5:$B$14,0),1),0)","v":0},{"$f":"IF(OR($AG43=\"\",$E43=\"\",$F43=\"\"),0,IF($F$124>0.1,(VLOOKUP($E43,'Fixture Descriptions'!$A:$I,8,0)/1000)*(1-$G$124),(VLOOKUP($E43,'Fixture Descriptions'!$A:$I,8,0)/1000)))","v":0},0,0,0,0,{"$f":"IFERROR(IF(AH43=\"Exterior\",1,IF(ProjectType=\"New Construction\",1-'Factor Tables'!$C$46,1-INDEX('Factor Tables'!C$46:C$51,MATCH(Inventory!$H43,'Factor Tables'!$B$46:$B$51,0)))),1)","v":1},{"$f":"IF(I43=\"REMOVED\",0,IF($AD43<>\"\",VLOOKUP($AD43,'Fixture Descriptions'!$A:$I,8,0)/1000,0))","v":0},0,0,0,0,0,0,0,{"$f":"IFERROR(IF(OR($AG43=\"\",$K43=\"\",AH43=\"Exterior\"),1,1-INDEX('Factor Tables'!C$46:D$51,MATCH(Inventory!$K43,'Factor Tables'!$B$46:$B$51,0),IF(ProjectType=\"Retrofit\",1,2))),1)","v":1},null,0,0,0,0,0,0,0,0,0,0,0,0,0,0,0,0,{"$f":"IFERROR(VLOOKUP(IF($AD43=\"Removed\",E43,$AD43),'Fixture Descriptions'!$A:$I,9,0),\"\")","v":0},{"$f":"IF($AD43=\"\",\"\",VLOOKUP($AD43,'Fixture Descriptions'!$A:$I,2,0))","v":""},{"$f":"IF(I43=\"\",\"\",IF(I43=\"Removed\",\"N/A\",IF(IFERROR(VLOOKUP(I43,'Fixture Schedule'!$C$9:$G$58,5,0),L43)=\"\",\"Not Qualified\",IFERROR(VLOOKUP(I43,'Fixture Schedule'!$C$9:$G$58,5,0),L43))))","v":""},{"$f":"IFERROR(INDEX('Utility Admin'!$F$3:$AW$3,1,MATCH(1,(CB$8='Utility Admin'!$F$1:$AW$1)*(Inventory!$AH43='Utility Admin'!$F$2:$AW$2)*(Inventory!$BY43=('Utility Admin'!$F$4:$AW$4)),0)),0)","v":0},{"$f":"IFERROR(INDEX('Utility Admin'!$F$3:$AW$3,1,MATCH(1,(CC$8='Utility Admin'!$F$1:$AW$1)*(Inventory!$AH43='Utility Admin'!$F$2:$AW$2)*(Inventory!$BY43=('Utility Admin'!$F$4:$AW$4)),0)),0)","v":0},{"$f":"IFERROR(INDEX('Utility Admin'!$F$3:$AW$3,1,MATCH(1,(CB$8='Utility Admin'!$F$1:$AW$1)*(Inventory!$AH43='Utility Admin'!$F$2:$AW$2)*(\"Lighting Controls\"=('Utility Admin'!$F$4:$AW$4)),0)),0)","v":0},{"$f":"IFERROR(INDEX('Utility Admin'!$F$3:$AW$3,1,MATCH(1,(CC$8='Utility Admin'!$F$1:$AW$1)*(Inventory!$AH43='Utility Admin'!$F$2:$AW$2)*(\"Lighting Controls\"=('Utility Admin'!$F$4:$AW$4)),0)),0)","v":0},false]
[null,36,null,null,null,null,null,null,null,null,null,null,null,{"$f":"IF(OR(I44=\"\",J44=\"\",AND(ProjectType=\"Retrofit\",OR(E44=\"\",F44=\"\"))),\"-\",IF(OR(CA44=0,CA44=\"Not Qualified\"),\"N\",IFERROR(INDEX('Fixture Descriptions'!K:K,MATCH(AD44,'Fixture Descriptions'!A:A,0)),\"N\")))","v":"-"},0,0,0,0,0,0,0,0,0,{"$f":"ROUND(IFERROR(IF($AE$7,BI44*MaxIncentive,Inventory!Z44),0),2)","v":0},0,0,0,0,0,{"$f":"IF(I44=\"\",\"\",IFERROR(VLOOKUP(I44,'Fixture Schedule'!$C$9:$D$58,2,0),I44))","v":""},{"$f":"10","v":10},{"$f":"IFERROR(VLOOKUP(IF(I44=\"REMOVED\",E44,AD44),'Fixture Descriptions'!A:J,10,FALSE),0)","v":0},{"$f":"IFERROR(INDEX('Buildings and Areas'!D$5:D$14,MATCH($C44,'Buildings and Areas'!$B$5:$B$14,0),1),\"\")","v":""},{"$f":"IFERROR(INDEX('Buildings and Areas'!C$5:C$14,MATCH($C44,'Buildings and Areas'!$B$5:$B$14,0),1),\"\")","v":""},{"$f":"IFERROR(INDEX('Buildings and Areas'!R$5:R$14,MATCH($C44,'Buildings and Areas'!$B$5:$B$14,0),1),0)","v":0},{"$f":"IFERROR(INDEX('Buildings and Areas'!S$5:S$14,MATCH($C44,'Buildings and Areas'!$B$5:$B$14,0),1),0)","v":0},{"$f":"IFERROR(INDEX('Buildings and Areas'!T$5:T$14,MATCH($C44,'Buildings and Areas'!$B$5:$B$14,0),1),0)","v":0},{"$f":"IFERROR(INDEX('Buildings and Areas'!O$5:O$14,MATCH($C44,'Buildings and Areas'!$B$5:$B$14,0),1),\"\")","v":""},{"$f":"IFERROR(INDEX('Buildings and Areas'!F$5:F$14,MATCH($C44,'Buildings and Areas'!$B$5:$B$14,0),1)&IF(AH44=\"Exterior\",\": \"&'Buildings and Areas'!$H$4,\"\"),\"\")","v":""},{"$f":"IFERROR(INDEX('Buildings and Areas'!H$5:H$14,MATCH($C44,'Buildings and Areas'!$B$5:$B$14,0),1),\"\")","v":""},{"$f":"IFERROR(IF(INDEX('Buildings and Areas'!L$5:L$14,MATCH($C44,'Buildings and Areas'!$B$5:$B$14,0),1)=\"\",\"Deemed\",INDEX('Buildings and Areas'!L$5:L$14,MATCH($C44,'Buildings and Areas'!$B$5:$B$14,0),1)),\"\")","v":""},{"$f":"IFERROR(IF(INDEX('Buildings and Areas'!M$5:M$14,MATCH($C44,'Buildings and Areas'!$B$5:$B$14,0),1)=\"\",\"Deemed\",INDEX('Buildings and Areas'!M$5:M$14,MATCH($C44,'Buildings and Areas'!$B$5:$B$14,0),1)),\"\")","v":""},{"$f":"IFERROR(INDEX('Buildings and Areas'!P$5:P$14,MATCH($C44,'Buildings and Areas'!$B$5:$B$14,0),1),0)","v":0},{"$f":"IFERROR(INDEX('Buildings and Areas'!Q$5:Q$14,MATCH($C44,'Buildings and Areas'!$B$5:$B$14,0),1),0)","v":0},{"$f":"IF(OR($AG44=\"\",$E44=\"\",$F44=\"\"),0,IF($F$124>0.1,(VLOOKUP($E44,'Fixture Descriptions'!$A:$I,8,0)/1000)*(1-$G$124),(VLOOKUP($E44,'Fixture Descriptions'!$A:$I,8,0)/1000)))","v":0},0,0,0,0,{"$f":"IFERROR(IF(AH44=\"Exterior\",1,IF(ProjectType=\"New Construction\",1-'Factor Tables'!$C$46,1-INDEX('Factor Tables'!C$46:C$51,MATCH(Inventory!$H44,'Factor Tables'!$B$46:$B$51,0)))),1)","v":1},{"$f":"IF(I44=\"REMOVED\",0,IF($AD44<>\"\",VLOOKUP($AD44,'Fixture Descriptions'!$A:$I,8,0)/1000,0))","v":0},0,0,0,0,0,0,0,{"$f":"IFERROR(IF(OR($AG44=\"\",$K44=\"\",AH44=\"Exterior\"),1,1-INDEX('Factor Tables'!C$46:D$51,MATCH(Inventory!$K44,'Factor Tables'!$B$46:$B$51,0),IF(ProjectType=\"Retrofit\",1,2))),1)","v":1},null,0,0,0,0,0,0,0,0,0,0,0,0,0,0,0,0,{"$f":"IFERROR(VLOOKUP(IF($AD44=\"Removed\",E44,$AD44),'Fixture Descriptions'!$A:$I,9,0),\"\")","v":0},{"$f":"IF($AD44=\"\",\"\",VLOOKUP($AD44,'Fixture Descriptions'!$A:$I,2,0))","v":""},{"$f":"IF(I44=\"\",\"\",IF(I44=\"Removed\",\"N/A\",IF(IFERROR(VLOOKUP(I44,'Fixture Schedule'!$C$9:$G$58,5,0),L44)=\"\",\"Not Qualified\",IFERROR(VLOOKUP(I44,'Fixture Schedule'!$C$9:$G$58,5,0),L44))))","v":""},{"$f":"IFERROR(INDEX('Utility Admin'!$F$3:$AW$3,1,MATCH(1,(CB$8='Utility Admin'!$F$1:$AW$1)*(Inventory!$AH44='Utility Admin'!$F$2:$AW$2)*(Inventory!$BY44=('Utility Admin'!$F$4:$AW$4)),0)),0)","v":0},{"$f":"IFERROR(INDEX('Utility Admin'!$F$3:$AW$3,1,MATCH(1,(CC$8='Utility Admin'!$F$1:$AW$1)*(Inventory!$AH44='Utility Admin'!$F$2:$AW$2)*(Inventory!$BY44=('Utility Admin'!$F$4:$AW$4)),0)),0)","v":0},{"$f":"IFERROR(INDEX('Utility Admin'!$F$3:$AW$3,1,MATCH(1,(CB$8='Utility Admin'!$F$1:$AW$1)*(Inventory!$AH44='Utility Admin'!$F$2:$AW$2)*(\"Lighting Controls\"=('Utility Admin'!$F$4:$AW$4)),0)),0)","v":0},{"$f":"IFERROR(INDEX('Utility Admin'!$F$3:$AW$3,1,MATCH(1,(CC$8='Utility Admin'!$F$1:$AW$1)*(Inventory!$AH44='Utility Admin'!$F$2:$AW$2)*(\"Lighting Controls\"=('Utility Admin'!$F$4:$AW$4)),0)),0)","v":0},false]
[null,37,null,null,null,null,null,null,null,null,null,null,null,{"$f":"IF(OR(I45=\"\",J45=\"\",AND(ProjectType=\"Retrofit\",OR(E45=\"\",F45=\"\"))),\"-\",IF(OR(CA45=0,CA45=\"Not Qualified\"),\"N\",IFERROR(INDEX('Fixture Descriptions'!K:K,MATCH(AD45,'Fixture Descriptions'!A:A,0)),\"N\")))","v":"-"},0,0,0,0,0,0,0,0,0,{"$f":"ROUND(IFERROR(IF($AE$7,BI45*MaxIncentive,Inventory!Z45),0),2)","v":0},0,0,0,0,0,{"$f":"IF(I45=\"\",\"\",IFERROR(VLOOKUP(I45,'Fixture Schedule'!$C$9:$D$58,2,0),I45))","v":""},{"$f":"10","v":10},{"$f":"IFERROR(VLOOKUP(IF(I45=\"REMOVED\",E45,AD45),'Fixture Descriptions'!A:J,10,FALSE),0)","v":0},{"$f":"IFERROR(INDEX('Buildings and Areas'!D$5:D$14,MATCH($C45,'Buildings and Areas'!$B$5:$B$14,0),1),\"\")","v":""},{"$f":"IFERROR(INDEX('Buildings and Areas'!C$5:C$14,MATCH($C45,'Buildings and Areas'!$B$5:$B$14,0),1),\"\")","v":""},{"$f":"IFERROR(INDEX('Buildings and Areas'!R$5:R$14,MATCH($C45,'Buildings and Areas'!$B$5:$B$14,0),1),0)","v":0},{"$f":"IFERROR(INDEX('Buildings and Areas'!S$5:S$14,MATCH($C45,'Buildings and Areas'!$B$5:$B$14,0),1),0)","v":0},{"$f":"IFERROR(INDEX('Buildings and Areas'!T$5:T$14,MATCH($C45,'Buildings and Areas'!$B$5:$B$14,0),1),0)","v":0},{"$f":"IFERROR(INDEX('Buildings and Areas'!O$5:O$14,MATCH($C45,'Buildings and Areas'!$B$5:$B$14,0),1),\"\")","v":""},{"$f":"IFERROR(INDEX('Buildings and Areas'!F$5:F$14,MATCH($C45,'Buildings and Areas'!$B$5:$B$14,0),1)&IF(AH45=\"Exterior\",\": \"&'Buildings and Areas'!$H$4,\"\"),\"\")","v":""},{"$f":"IFERROR(INDEX('Buildings and Areas'!H$5:H$14,MATCH($C45,'Buildings and Areas'!$B$5:$B$14,0),1),\"\")","v":""},{"$f":"IFERROR(IF(INDEX('Buildings and Areas'!L$5:L$14,MATCH($C45,'Buildings and Areas'!$B$5:$B$14,0),1)=\"\",\"Deemed\",INDEX('Buildings and Areas'!L$5:L$14,MATCH($C45,'Buildings and Areas'!$B$5:$B$14,0),1)),\"\")","v":""},{"$f":"IFERROR(IF(INDEX('Buildings and Areas'!M$5:M$14,MATCH($C45,'Buildings and Areas'!$B$5:$B$14,0),1)=\"\",\"Deemed\",INDEX('Buildings and Areas'!M$5:M$14,MATCH($C45,'Buildings and Areas'!$B$5:$B$14,0),1)),\"\")","v":""},{"$f":"IFERROR(INDEX('Buildings and Areas'!P$5:P$14,MATCH($C45,'Buildings and Areas'!$B$5:$B$14,0),1),0)","v":0},{"$f":"IFERROR(INDEX('Buildings and Areas'!Q$5:Q$14,MATCH($C45,'Buildings and Areas'!$B$5:$B$14,0),1),0)","v":0},{"$f":"IF(OR($AG45=\"\",$E45=\"\",$F45=\"\"),0,IF($F$124>0.1,(VLOOKUP($E45,'Fixture Descriptions'!$A:$I,8,0)/1000)*(1-$G$124),(VLOOKUP($E45,'Fixture Descriptions'!$A:$I,8,0)/1000)))","v":0},0,0,0,0,{"$f":"IFERROR(IF(AH45=\"Exterior\",1,IF(ProjectType=\"New Construction\",1-'Factor Tables'!$C$46,1-INDEX('Factor Tables'!C$46:C$51,MATCH(Inventory!$H45,'Factor Tables'!$B$46:$B$51,0)))),1)","v":1},{"$f":"IF(I45=\"REMOVED\",0,IF($AD45<>\"\",VLOOKUP($AD45,'Fixture Descriptions'!$A:$I,8,0)/1000,0))","v":0},0,0,0,0,0,0,0,{"$f":"IFERROR(IF(OR($AG45=\"\",$K45=\"\",AH45=\"Exterior\"),1,1-INDEX('Factor Tables'!C$46:D$51,MATCH(Inventory!$K45,'Factor Tables'!$B$46:$B$51,0),IF(ProjectType=\"Retrofit\",1,2))),1)","v":1},null,0,0,0,0,0,0,0,0,0,0,0,0,0,0,0,0,{"$f":"IFERROR(VLOOKUP(IF($AD45=\"Removed\",E45,$AD45),'Fixture Descriptions'!$A:$I,9,0),\"\")","v":0},{"$f":"IF($AD45=\"\",\"\",VLOOKUP($AD45,'Fixture Descriptions'!$A:$I,2,0))","v":""},{"$f":"IF(I45=\"\",\"\",IF(I45=\"Removed\",\"N/A\",IF(IFERROR(VLOOKUP(I45,'Fixture Schedule'!$C$9:$G$58,5,0),L45)=\"\",\"Not Qualified\",IFERROR(VLOOKUP(I45,'Fixture Schedule'!$C$9:$G$58,5,0),L45))))","v":""},{"$f":"IFERROR(INDEX('Utility Admin'!$F$3:$AW$3,1,MATCH(1,(CB$8='Utility Admin'!$F$1:$AW$1)*(Inventory!$AH45='Utility Admin'!$F$2:$AW$2)*(Inventory!$BY45=('Utility Admin'!$F$4:$AW$4)),0)),0)","v":0},{"$f":"IFERROR(INDEX('Utility Admin'!$F$3:$AW$3,1,MATCH(1,(CC$8='Utility Admin'!$F$1:$AW$1)*(Inventory!$AH45='Utility Admin'!$F$2:$AW$2)*(Inventory!$BY45=('Utility Admin'!$F$4:$AW$4)),0)),0)","v":0},{"$f":"IFERROR(INDEX('Utility Admin'!$F$3:$AW$3,1,MATCH(1,(CB$8='Utility Admin'!$F$1:$AW$1)*(Inventory!$AH45='Utility Admin'!$F$2:$AW$2)*(\"Lighting Controls\"=('Utility Admin'!$F$4:$AW$4)),0)),0)","v":0},{"$f":"IFERROR(INDEX('Utility Admin'!$F$3:$AW$3,1,MATCH(1,(CC$8='Utility Admin'!$F$1:$AW$1)*(Inventory!$AH45='Utility Admin'!$F$2:$AW$2)*(\"Lighting Controls\"=('Utility Admin'!$F$4:$AW$4)),0)),0)","v":0},false]
[null,38,null,null,null,null,null,null,null,null,null,null,null,{"$f":"IF(OR(I46=\"\",J46=\"\",AND(ProjectType=\"Retrofit\",OR(E46=\"\",F46=\"\"))),\"-\",IF(OR(CA46=0,CA46=\"Not Qualified\"),\"N\",IFERROR(INDEX('Fixture Descriptions'!K:K,MATCH(AD46,'Fixture Descriptions'!A:A,0)),\"N\")))","v":"-"},0,0,0,0,0,0,0,0,0,{"$f":"ROUND(IFERROR(IF($AE$7,BI46*MaxIncentive,Inventory!Z46),0),2)","v":0},0,0,0,0,0,{"$f":"IF(I46=\"\",\"\",IFERROR(VLOOKUP(I46,'Fixture Schedule'!$C$9:$D$58,2,0),I46))","v":""},{"$f":"10","v":10},{"$f":"IFERROR(VLOOKUP(IF(I46=\"REMOVED\",E46,AD46),'Fixture Descriptions'!A:J,10,FALSE),0)","v":0},{"$f":"IFERROR(INDEX('Buildings and Areas'!D$5:D$14,MATCH($C46,'Buildings and Areas'!$B$5:$B$14,0),1),\"\")","v":""},{"$f":"IFERROR(INDEX('Buildings and Areas'!C$5:C$14,MATCH($C46,'Buildings and Areas'!$B$5:$B$14,0),1),\"\")","v":""},{"$f":"IFERROR(INDEX('Buildings and Areas'!R$5:R$14,MATCH($C46,'Buildings and Areas'!$B$5:$B$14,0),1),0)","v":0},{"$f":"IFERROR(INDEX('Buildings and Areas'!S$5:S$14,MATCH($C46,'Buildings and Areas'!$B$5:$B$14,0),1),0)","v":0},{"$f":"IFERROR(INDEX('Buildings and Areas'!T$5:T$14,MATCH($C46,'Buildings and Areas'!$B$5:$B$14,0),1),0)","v":0},{"$f":"IFERROR(INDEX('Buildings and Areas'!O$5:O$14,MATCH($C46,'Buildings and Areas'!$B$5:$B$14,0),1),\"\")","v":""},{"$f":"IFERROR(INDEX('Buildings and Areas'!F$5:F$14,MATCH($C46,'Buildings and Areas'!$B$5:$B$14,0),1)&IF(AH46=\"Exterior\",\": \"&'Buildings and Areas'!$H$4,\"\"),\"\")","v":""},{"$f":"IFERROR(INDEX('Buildings and Areas'!H$5:H$14,MATCH($C46,'Buildings and Areas'!$B$5:$B$14,0),1),\"\")","v":""},{"$f":"IFERROR(IF(INDEX('Buildings and Areas'!L$5:L$14,MATCH($C46,'Buildings and Areas'!$B$5:$B$14,0),1)=\"\",\"Deemed\",INDEX('Buildings and Areas'!L$5:L$14,MATCH($C46,'Buildings and Areas'!$B$5:$B$14,0),1)),\"\")","v":""},{"$f":"IFERROR(IF(INDEX('Buildings and Areas'!M$5:M$14,MATCH($C46,'Buildings and Areas'!$B$5:$B$14,0),1)=\"\",\"Deemed\",INDEX('Buildings and Areas'!M$5:M$14,MATCH($C46,'Buildings and Areas'!$B$5:$B$14,0),1)),\"\")","v":""},{"$f":"IFERROR(INDEX('Buildings and Areas'!P$5:P$14,MATCH($C46,'Buildings and Areas'!$B$5:$B$14,0),1),0)","v":0},{"$f":"IFERROR(INDEX('Buildings and Areas'!Q$5:Q$14,MATCH($C46,'Buildings and Areas'!$B$5:$B$14,0),1),0)","v":0},{"$f":"IF(OR($AG46=\"\",$E46=\"\",$F46=\"\"),0,IF($F$124>0.1,(VLOOKUP($E46,'Fixture Descriptions'!$A:$I,8,0)/1000)*(1-$G$124),(VLOOKUP($E46,'Fixture Descriptions'!$A:$I,8,0)/1000)))","v":0},0,0,0,0,{"$f":"IFERROR(IF(AH46=\"Exterior\",1,IF(ProjectType=\"New Construction\",1-'Factor Tables'!$C$46,1-INDEX('Factor Tables'!C$46:C$51,MATCH(Inventory!$H46,'Factor Tables'!$B$46:$B$51,0)))),1)","v":1},{"$f":"IF(I46=\"REMOVED\",0,IF($AD46<>\"\",VLOOKUP($AD46,'Fixture Descriptions'!$A:$I,8,0)/1000,0))","v":0},0,0,0,0,0,0,0,{"$f":"IFERROR(IF(OR($AG46=\"\",$K46=\"\",AH46=\"Exterior\"),1,1-INDEX('Factor Tables'!C$46:D$51,MATCH(Inventory!$K46,'Factor Tables'!$B$46:$B$51,0),IF(ProjectType=\"Retrofit\",1,2))),1)","v":1},null,0,0,0,0,0,0,0,0,0,0,0,0,0,0,0,0,{"$f":"IFERROR(VLOOKUP(IF($AD46=\"Removed\",E46,$AD46),'Fixture Descriptions'!$A:$I,9,0),\"\")","v":0},{"$f":"IF($AD46=\"\",\"\",VLOOKUP($AD46,'Fixture Descriptions'!$A:$I,2,0))","v":""},{"$f":"IF(I46=\"\",\"\",IF(I46=\"Removed\",\"N/A\",IF(IFERROR(VLOOKUP(I46,'Fixture Schedule'!$C$9:$G$58,5,0),L46)=\"\",\"Not Qualified\",IFERROR(VLOOKUP(I46,'Fixture Schedule'!$C$9:$G$58,5,0),L46))))","v":""},{"$f":"IFERROR(INDEX('Utility Admin'!$F$3:$AW$3,1,MATCH(1,(CB$8='Utility Admin'!$F$1:$AW$1)*(Inventory!$AH46='Utility Admin'!$F$2:$AW$2)*(Inventory!$BY46=('Utility Admin'!$F$4:$AW$4)),0)),0)","v":0},{"$f":"IFERROR(INDEX('Utility Admin'!$F$3:$AW$3,1,MATCH(1,(CC$8='Utility Admin'!$F$1:$AW$1)*(Inventory!$AH46='Utility Admin'!$F$2:$AW$2)*(Inventory!$BY46=('Utility Admin'!$F$4:$AW$4)),0)),0)","v":0},{"$f":"IFERROR(INDEX('Utility Admin'!$F$3:$AW$3,1,MATCH(1,(CB$8='Utility Admin'!$F$1:$AW$1)*(Inventory!$AH46='Utility Admin'!$F$2:$AW$2)*(\"Lighting Controls\"=('Utility Admin'!$F$4:$AW$4)),0)),0)","v":0},{"$f":"IFERROR(INDEX('Utility Admin'!$F$3:$AW$3,1,MATCH(1,(CC$8='Utility Admin'!$F$1:$AW$1)*(Inventory!$AH46='Utility Admin'!$F$2:$AW$2)*(\"Lighting Controls\"=('Utility Admin'!$F$4:$AW$4)),0)),0)","v":0},false]
[null,39,null,null,null,null,null,null,null,null,null,null,null,{"$f":"IF(OR(I47=\"\",J47=\"\",AND(ProjectType=\"Retrofit\",OR(E47=\"\",F47=\"\"))),\"-\",IF(OR(CA47=0,CA47=\"Not Qualified\"),\"N\",IFERROR(INDEX('Fixture Descriptions'!K:K,MATCH(AD47,'Fixture Descriptions'!A:A,0)),\"N\")))","v":"-"},0,0,0,0,0,0,0,0,0,{"$f":"ROUND(IFERROR(IF($AE$7,BI47*MaxIncentive,Inventory!Z47),0),2)","v":0},0,0,0,0,0,{"$f":"IF(I47=\"\",\"\",IFERROR(VLOOKUP(I47,'Fixture Schedule'!$C$9:$D$58,2,0),I47))","v":""},{"$f":"10","v":10},{"$f":"IFERROR(VLOOKUP(IF(I47=\"REMOVED\",E47,AD47),'Fixture Descriptions'!A:J,10,FALSE),0)","v":0},{"$f":"IFERROR(INDEX('Buildings and Areas'!D$5:D$14,MATCH($C47,'Buildings and Areas'!$B$5:$B$14,0),1),\"\")","v":""},{"$f":"IFERROR(INDEX('Buildings and Areas'!C$5:C$14,MATCH($C47,'Buildings and Areas'!$B$5:$B$14,0),1),\"\")","v":""},{"$f":"IFERROR(INDEX('Buildings and Areas'!R$5:R$14,MATCH($C47,'Buildings and Areas'!$B$5:$B$14,0),1),0)","v":0},{"$f":"IFERROR(INDEX('Buildings and Areas'!S$5:S$14,MATCH($C47,'Buildings and Areas'!$B$5:$B$14,0),1),0)","v":0},{"$f":"IFERROR(INDEX('Buildings and Areas'!T$5:T$14,MATCH($C47,'Buildings and Areas'!$B$5:$B$14,0),1),0)","v":0},{"$f":"IFERROR(INDEX('Buildings and Areas'!O$5:O$14,MATCH($C47,'Buildings and Areas'!$B$5:$B$14,0),1),\"\")","v":""},{"$f":"IFERROR(INDEX('Buildings and Areas'!F$5:F$14,MATCH($C47,'Buildings and Areas'!$B$5:$B$14,0),1)&IF(AH47=\"Exterior\",\": \"&'Buildings and Areas'!$H$4,\"\"),\"\")","v":""},{"$f":"IFERROR(INDEX('Buildings and Areas'!H$5:H$14,MATCH($C47,'Buildings and Areas'!$B$5:$B$14,0),1),\"\")","v":""},{"$f":"IFERROR(IF(INDEX('Buildings and Areas'!L$5:L$14,MATCH($C47,'Buildings and Areas'!$B$5:$B$14,0),1)=\"\",\"Deemed\",INDEX('Buildings and Areas'!L$5:L$14,MATCH($C47,'Buildings and Areas'!$B$5:$B$14,0),1)),\"\")","v":""},{"$f":"IFERROR(IF(INDEX('Buildings and Areas'!M$5:M$14,MATCH($C47,'Buildings and Areas'!$B$5:$B$14,0),1)=\"\",\"Deemed\",INDEX('Buildings and Areas'!M$5:M$14,MATCH($C47,'Buildings and Areas'!$B$5:$B$14,0),1)),\"\")","v":""},{"$f":"IFERROR(INDEX('Buildings and Areas'!P$5:P$14,MATCH($C47,'Buildings and Areas'!$B$5:$B$14,0),1),0)","v":0},{"$f":"IFERROR(INDEX('Buildings and Areas'!Q$5:Q$14,MATCH($C47,'Buildings and Areas'!$B$5:$B$14,0),1),0)","v":0},{"$f":"IF(OR($AG47=\"\",$E47=\"\",$F47=\"\"),0,IF($F$124>0.1,(VLOOKUP($E47,'Fixture Descriptions'!$A:$I,8,0)/1000)*(1-$G$124),(VLOOKUP($E47,'Fixture Descriptions'!$A:$I,8,0)/1000)))","v":0},0,0,0,0,{"$f":"IFERROR(IF(AH47=\"Exterior\",1,IF(ProjectType=\"New Construction\",1-'Factor Tables'!$C$46,1-INDEX('Factor Tables'!C$46:C$51,MATCH(Inventory!$H47,'Factor Tables'!$B$46:$B$51,0)))),1)","v":1},{"$f":"IF(I47=\"REMOVED\",0,IF($AD47<>\"\",VLOOKUP($AD47,'Fixture Descriptions'!$A:$I,8,0)/1000,0))","v":0},0,0,0,0,0,0,0,{"$f":"IFERROR(IF(OR($AG47=\"\",$K47=\"\",AH47=\"Exterior\"),1,1-INDEX('Factor Tables'!C$46:D$51,MATCH(Inventory!$K47,'Factor Tables'!$B$46:$B$51,0),IF(ProjectType=\"Retrofit\",1,2))),1)","v":1},null,0,0,0,0,0,0,0,0,0,0,0,0,0,0,0,0,{"$f":"IFERROR(VLOOKUP(IF($AD47=\"Removed\",E47,$AD47),'Fixture Descriptions'!$A:$I,9,0),\"\")","v":0},{"$f":"IF($AD47=\"\",\"\",VLOOKUP($AD47,'Fixture Descriptions'!$A:$I,2,0))","v":""},{"$f":"IF(I47=\"\",\"\",IF(I47=\"Removed\",\"N/A\",IF(IFERROR(VLOOKUP(I47,'Fixture Schedule'!$C$9:$G$58,5,0),L47)=\"\",\"Not Qualified\",IFERROR(VLOOKUP(I47,'Fixture Schedule'!$C$9:$G$58,5,0),L47))))","v":""},{"$f":"IFERROR(INDEX('Utility Admin'!$F$3:$AW$3,1,MATCH(1,(CB$8='Utility Admin'!$F$1:$AW$1)*(Inventory!$AH47='Utility Admin'!$F$2:$AW$2)*(Inventory!$BY47=('Utility Admin'!$F$4:$AW$4)),0)),0)","v":0},{"$f":"IFERROR(INDEX('Utility Admin'!$F$3:$AW$3,1,MATCH(1,(CC$8='Utility Admin'!$F$1:$AW$1)*(Inventory!$AH47='Utility Admin'!$F$2:$AW$2)*(Inventory!$BY47=('Utility Admin'!$F$4:$AW$4)),0)),0)","v":0},{"$f":"IFERROR(INDEX('Utility Admin'!$F$3:$AW$3,1,MATCH(1,(CB$8='Utility Admin'!$F$1:$AW$1)*(Inventory!$AH47='Utility Admin'!$F$2:$AW$2)*(\"Lighting Controls\"=('Utility Admin'!$F$4:$AW$4)),0)),0)","v":0},{"$f":"IFERROR(INDEX('Utility Admin'!$F$3:$AW$3,1,MATCH(1,(CC$8='Utility Admin'!$F$1:$AW$1)*(Inventory!$AH47='Utility Admin'!$F$2:$AW$2)*(\"Lighting Controls\"=('Utility Admin'!$F$4:$AW$4)),0)),0)","v":0},false]
[null,40,null,null,null,null,null,null,null,null,null,null,null,{"$f":"IF(OR(I48=\"\",J48=\"\",AND(ProjectType=\"Retrofit\",OR(E48=\"\",F48=\"\"))),\"-\",IF(OR(CA48=0,CA48=\"Not Qualified\"),\"N\",IFERROR(INDEX('Fixture Descriptions'!K:K,MATCH(AD48,'Fixture Descriptions'!A:A,0)),\"N\")))","v":"-"},0,0,0,0,0,0,0,0,0,{"$f":"ROUND(IFERROR(IF($AE$7,BI48*MaxIncentive,Inventory!Z48),0),2)","v":0},0,0,0,0,0,{"$f":"IF(I48=\"\",\"\",IFERROR(VLOOKUP(I48,'Fixture Schedule'!$C$9:$D$58,2,0),I48))","v":""},{"$f":"10","v":10},{"$f":"IFERROR(VLOOKUP(IF(I48=\"REMOVED\",E48,AD48),'Fixture Descriptions'!A:J,10,FALSE),0)","v":0},{"$f":"IFERROR(INDEX('Buildings and Areas'!D$5:D$14,MATCH($C48,'Buildings and Areas'!$B$5:$B$14,0),1),\"\")","v":""},{"$f":"IFERROR(INDEX('Buildings and Areas'!C$5:C$14,MATCH($C48,'Buildings and Areas'!$B$5:$B$14,0),1),\"\")","v":""},{"$f":"IFERROR(INDEX('Buildings and Areas'!R$5:R$14,MATCH($C48,'Buildings and Areas'!$B$5:$B$14,0),1),0)","v":0},{"$f":"IFERROR(INDEX('Buildings and Areas'!S$5:S$14,MATCH($C48,'Buildings and Areas'!$B$5:$B$14,0),1),0)","v":0},{"$f":"IFERROR(INDEX('Buildings and Areas'!T$5:T$14,MATCH($C48,'Buildings and Areas'!$B$5:$B$14,0),1),0)","v":0},{"$f":"IFERROR(INDEX('Buildings and Areas'!O$5:O$14,MATCH($C48,'Buildings and Areas'!$B$5:$B$14,0),1),\"\")","v":""},{"$f":"IFERROR(INDEX('Buildings and Areas'!F$5:F$14,MATCH($C48,'Buildings and Areas'!$B$5:$B$14,0),1)&IF(AH48=\"Exterior\",\": \"&'Buildings and Areas'!$H$4,\"\"),\"\")","v":""},{"$f":"IFERROR(INDEX('Buildings and Areas'!H$5:H$14,MATCH($C48,'Buildings and Areas'!$B$5:$B$14,0),1),\"\")","v":""},{"$f":"IFERROR(IF(INDEX('Buildings and Areas'!L$5:L$14,MATCH($C48,'Buildings and Areas'!$B$5:$B$14,0),1)=\"\",\"Deemed\",INDEX('Buildings and Areas'!L$5:L$14,MATCH($C48,'Buildings and Areas'!$B$5:$B$14,0),1)),\"\")","v":""},{"$f":"IFERROR(IF(INDEX('Buildings and Areas'!M$5:M$14,MATCH($C48,'Buildings and Areas'!$B$5:$B$14,0),1)=\"\",\"Deemed\",INDEX('Buildings and Areas'!M$5:M$14,MATCH($C48,'Buildings and Areas'!$B$5:$B$14,0),1)),\"\")","v":""},{"$f":"IFERROR(INDEX('Buildings and Areas'!P$5:P$14,MATCH($C48,'Buildings and Areas'!$B$5:$B$14,0),1),0)","v":0},{"$f":"IFERROR(INDEX('Buildings and Areas'!Q$5:Q$14,MATCH($C48,'Buildings and Areas'!$B$5:$B$14,0),1),0)","v":0},{"$f":"IF(OR($AG48=\"\",$E48=\"\",$F48=\"\"),0,IF($F$124>0.1,(VLOOKUP($E48,'Fixture Descriptions'!$A:$I,8,0)/1000)*(1-$G$124),(VLOOKUP($E48,'Fixture Descriptions'!$A:$I,8,0)/1000)))","v":0},0,0,0,0,{"$f":"IFERROR(IF(AH48=\"Exterior\",1,IF(ProjectType=\"New Construction\",1-'Factor Tables'!$C$46,1-INDEX('Factor Tables'!C$46:C$51,MATCH(Inventory!$H48,'Factor Tables'!$B$46:$B$51,0)))),1)","v":1},{"$f":"IF(I48=\"REMOVED\",0,IF($AD48<>\"\",VLOOKUP($AD48,'Fixture Descriptions'!$A:$I,8,0)/1000,0))","v":0},0,0,0,0,0,0,0,{"$f":"IFERROR(IF(OR($AG48=\"\",$K48=\"\",AH48=\"Exterior\"),1,1-INDEX('Factor Tables'!C$46:D$51,MATCH(Inventory!$K48,'Factor Tables'!$B$46:$B$51,0),IF(ProjectType=\"Retrofit\",1,2))),1)","v":1},null,0,0,0,0,0,0,0,0,0,0,0,0,0,0,0,0,{"$f":"IFERROR(VLOOKUP(IF($AD48=\"Removed\",E48,$AD48),'Fixture Descriptions'!$A:$I,9,0),\"\")","v":0},{"$f":"IF($AD48=\"\",\"\",VLOOKUP($AD48,'Fixture Descriptions'!$A:$I,2,0))","v":""},{"$f":"IF(I48=\"\",\"\",IF(I48=\"Removed\",\"N/A\",IF(IFERROR(VLOOKUP(I48,'Fixture Schedule'!$C$9:$G$58,5,0),L48)=\"\",\"Not Qualified\",IFERROR(VLOOKUP(I48,'Fixture Schedule'!$C$9:$G$58,5,0),L48))))","v":""},{"$f":"IFERROR(INDEX('Utility Admin'!$F$3:$AW$3,1,MATCH(1,(CB$8='Utility Admin'!$F$1:$AW$1)*(Inventory!$AH48='Utility Admin'!$F$2:$AW$2)*(Inventory!$BY48=('Utility Admin'!$F$4:$AW$4)),0)),0)","v":0},{"$f":"IFERROR(INDEX('Utility Admin'!$F$3:$AW$3,1,MATCH(1,(CC$8='Utility Admin'!$F$1:$AW$1)*(Inventory!$AH48='Utility Admin'!$F$2:$AW$2)*(Inventory!$BY48=('Utility Admin'!$F$4:$AW$4)),0)),0)","v":0},{"$f":"IFERROR(INDEX('Utility Admin'!$F$3:$AW$3,1,MATCH(1,(CB$8='Utility Admin'!$F$1:$AW$1)*(Inventory!$AH48='Utility Admin'!$F$2:$AW$2)*(\"Lighting Controls\"=('Utility Admin'!$F$4:$AW$4)),0)),0)","v":0},{"$f":"IFERROR(INDEX('Utility Admin'!$F$3:$AW$3,1,MATCH(1,(CC$8='Utility Admin'!$F$1:$AW$1)*(Inventory!$AH48='Utility Admin'!$F$2:$AW$2)*(\"Lighting Controls\"=('Utility Admin'!$F$4:$AW$4)),0)),0)","v":0},false]
[null,41,null,null,null,null,null,null,null,null,null,null,null,{"$f":"IF(OR(I49=\"\",J49=\"\",AND(ProjectType=\"Retrofit\",OR(E49=\"\",F49=\"\"))),\"-\",IF(OR(CA49=0,CA49=\"Not Qualified\"),\"N\",IFERROR(INDEX('Fixture Descriptions'!K:K,MATCH(AD49,'Fixture Descriptions'!A:A,0)),\"N\")))","v":"-"},0,0,0,0,0,0,0,0,0,{"$f":"ROUND(IFERROR(IF($AE$7,BI49*MaxIncentive,Inventory!Z49),0),2)","v":0},0,0,0,0,0,{"$f":"IF(I49=\"\",\"\",IFERROR(VLOOKUP(I49,'Fixture Schedule'!$C$9:$D$58,2,0),I49))","v":""},{"$f":"10","v":10},{"$f":"IFERROR(VLOOKUP(IF(I49=\"REMOVED\",E49,AD49),'Fixture Descriptions'!A:J,10,FALSE),0)","v":0},{"$f":"IFERROR(INDEX('Buildings and Areas'!D$5:D$14,MATCH($C49,'Buildings and Areas'!$B$5:$B$14,0),1),\"\")","v":""},{"$f":"IFERROR(INDEX('Buildings and Areas'!C$5:C$14,MATCH($C49,'Buildings and Areas'!$B$5:$B$14,0),1),\"\")","v":""},{"$f":"IFERROR(INDEX('Buildings and Areas'!R$5:R$14,MATCH($C49,'Buildings and Areas'!$B$5:$B$14,0),1),0)","v":0},{"$f":"IFERROR(INDEX('Buildings and Areas'!S$5:S$14,MATCH($C49,'Buildings and Areas'!$B$5:$B$14,0),1),0)","v":0},{"$f":"IFERROR(INDEX('Buildings and Areas'!T$5:T$14,MATCH($C49,'Buildings and Areas'!$B$5:$B$14,0),1),0)","v":0},{"$f":"IFERROR(INDEX('Buildings and Areas'!O$5:O$14,MATCH($C49,'Buildings and Areas'!$B$5:$B$14,0),1),\"\")","v":""},{"$f":"IFERROR(INDEX('Buildings and Areas'!F$5:F$14,MATCH($C49,'Buildings and Areas'!$B$5:$B$14,0),1)&IF(AH49=\"Exterior\",\": \"&'Buildings and Areas'!$H$4,\"\"),\"\")","v":""},{"$f":"IFERROR(INDEX('Buildings and Areas'!H$5:H$14,MATCH($C49,'Buildings and Areas'!$B$5:$B$14,0),1),\"\")","v":""},{"$f":"IFERROR(IF(INDEX('Buildings and Areas'!L$5:L$14,MATCH($C49,'Buildings and Areas'!$B$5:$B$14,0),1)=\"\",\"Deemed\",INDEX('Buildings and Areas'!L$5:L$14,MATCH($C49,'Buildings and Areas'!$B$5:$B$14,0),1)),\"\")","v":""},{"$f":"IFERROR(IF(INDEX('Buildings and Areas'!M$5:M$14,MATCH($C49,'Buildings and Areas'!$B$5:$B$14,0),1)=\"\",\"Deemed\",INDEX('Buildings and Areas'!M$5:M$14,MATCH($C49,'Buildings and Areas'!$B$5:$B$14,0),1)),\"\")","v":""},{"$f":"IFERROR(INDEX('Buildings and Areas'!P$5:P$14,MATCH($C49,'Buildings and Areas'!$B$5:$B$14,0),1),0)","v":0},{"$f":"IFERROR(INDEX('Buildings and Areas'!Q$5:Q$14,MATCH($C49,'Buildings and Areas'!$B$5:$B$14,0),1),0)","v":0},{"$f":"IF(OR($AG49=\"\",$E49=\"\",$F49=\"\"),0,IF($F$124>0.1,(VLOOKUP($E49,'Fixture Descriptions'!$A:$I,8,0)/1000)*(1-$G$124),(VLOOKUP($E49,'Fixture Descriptions'!$A:$I,8,0)/1000)))","v":0},0,0,0,0,{"$f":"IFERROR(IF(AH49=\"Exterior\",1,IF(ProjectType=\"New Construction\",1-'Factor Tables'!$C$46,1-INDEX('Factor Tables'!C$46:C$51,MATCH(Inventory!$H49,'Factor Tables'!$B$46:$B$51,0)))),1)","v":1},{"$f":"IF(I49=\"REMOVED\",0,IF($AD49<>\"\",VLOOKUP($AD49,'Fixture Descriptions'!$A:$I,8,0)/1000,0))","v":0},0,0,0,0,0,0,0,{"$f":"IFERROR(IF(OR($AG49=\"\",$K49=\"\",AH49=\"Exterior\"),1,1-INDEX('Factor Tables'!C$46:D$51,MATCH(Inventory!$K49,'Factor Tables'!$B$46:$B$51,0),IF(ProjectType=\"Retrofit\",1,2))),1)","v":1},null,0,0,0,0,0,0,0,0,0,0,0,0,0,0,0,0,{"$f":"IFERROR(VLOOKUP(IF($AD49=\"Removed\",E49,$AD49),'Fixture Descriptions'!$A:$I,9,0),\"\")","v":0},{"$f":"IF($AD49=\"\",\"\",VLOOKUP($AD49,'Fixture Descriptions'!$A:$I,2,0))","v":""},{"$f":"IF(I49=\"\",\"\",IF(I49=\"Removed\",\"N/A\",IF(IFERROR(VLOOKUP(I49,'Fixture Schedule'!$C$9:$G$58,5,0),L49)=\"\",\"Not Qualified\",IFERROR(VLOOKUP(I49,'Fixture Schedule'!$C$9:$G$58,5,0),L49))))","v":""},{"$f":"IFERROR(INDEX('Utility Admin'!$F$3:$AW$3,1,MATCH(1,(CB$8='Utility Admin'!$F$1:$AW$1)*(Inventory!$AH49='Utility Admin'!$F$2:$AW$2)*(Inventory!$BY49=('Utility Admin'!$F$4:$AW$4)),0)),0)","v":0},{"$f":"IFERROR(INDEX('Utility Admin'!$F$3:$AW$3,1,MATCH(1,(CC$8='Utility Admin'!$F$1:$AW$1)*(Inventory!$AH49='Utility Admin'!$F$2:$AW$2)*(Inventory!$BY49=('Utility Admin'!$F$4:$AW$4)),0)),0)","v":0},{"$f":"IFERROR(INDEX('Utility Admin'!$F$3:$AW$3,1,MATCH(1,(CB$8='Utility Admin'!$F$1:$AW$1)*(Inventory!$AH49='Utility Admin'!$F$2:$AW$2)*(\"Lighting Controls\"=('Utility Admin'!$F$4:$AW$4)),0)),0)","v":0},{"$f":"IFERROR(INDEX('Utility Admin'!$F$3:$AW$3,1,MATCH(1,(CC$8='Utility Admin'!$F$1:$AW$1)*(Inventory!$AH49='Utility Admin'!$F$2:$AW$2)*(\"Lighting Controls\"=('Utility Admin'!$F$4:$AW$4)),0)),0)","v":0},false]
[null,42,null,null,null,null,null,null,null,null,null,null,null,{"$f":"IF(OR(I50=\"\",J50=\"\",AND(ProjectType=\"Retrofit\",OR(E50=\"\",F50=\"\"))),\"-\",IF(OR(CA50=0,CA50=\"Not Qualified\"),\"N\",IFERROR(INDEX('Fixture Descriptions'!K:K,MATCH(AD50,'Fixture Descriptions'!A:A,0)),\"N\")))","v":"-"},0,0,0,0,0,0,0,0,0,{"$f":"ROUND(IFERROR(IF($AE$7,BI50*MaxIncentive,Inventory!Z50),0),2)","v":0},0,0,0,0,0,{"$f":"IF(I50=\"\",\"\",IFERROR(VLOOKUP(I50,'Fixture Schedule'!$C$9:$D$58,2,0),I50))","v":""},{"$f":"10","v":10},{"$f":"IFERROR(VLOOKUP(IF(I50=\"REMOVED\",E50,AD50),'Fixture Descriptions'!A:J,10,FALSE),0)","v":0},{"$f":"IFERROR(INDEX('Buildings and Areas'!D$5:D$14,MATCH($C50,'Buildings and Areas'!$B$5:$B$14,0),1),\"\")","v":""},{"$f":"IFERROR(INDEX('Buildings and Areas'!C$5:C$14,MATCH($C50,'Buildings and Areas'!$B$5:$B$14,0),1),\"\")","v":""},{"$f":"IFERROR(INDEX('Buildings and Areas'!R$5:R$14,MATCH($C50,'Buildings and Areas'!$B$5:$B$14,0),1),0)","v":0},{"$f":"IFERROR(INDEX('Buildings and Areas'!S$5:S$14,MATCH($C50,'Buildings and Areas'!$B$5:$B$14,0),1),0)","v":0},{"$f":"IFERROR(INDEX('Buildings and Areas'!T$5:T$14,MATCH($C50,'Buildings and Areas'!$B$5:$B$14,0),1),0)","v":0},{"$f":"IFERROR(INDEX('Buildings and Areas'!O$5:O$14,MATCH($C50,'Buildings and Areas'!$B$5:$B$14,0),1),\"\")","v":""},{"$f":"IFERROR(INDEX('Buildings and Areas'!F$5:F$14,MATCH($C50,'Buildings and Areas'!$B$5:$B$14,0),1)&IF(AH50=\"Exterior\",\": \"&'Buildings and Areas'!$H$4,\"\"),\"\")","v":""},{"$f":"IFERROR(INDEX('Buildings and Areas'!H$5:H$14,MATCH($C50,'Buildings and Areas'!$B$5:$B$14,0),1),\"\")","v":""},{"$f":"IFERROR(IF(INDEX('Buildings and Areas'!L$5:L$14,MATCH($C50,'Buildings and Areas'!$B$5:$B$14,0),1)=\"\",\"Deemed\",INDEX('Buildings and Areas'!L$5:L$14,MATCH($C50,'Buildings and Areas'!$B$5:$B$14,0),1)),\"\")","v":""},{"$f":"IFERROR(IF(INDEX('Buildings and Areas'!M$5:M$14,MATCH($C50,'Buildings and Areas'!$B$5:$B$14,0),1)=\"\",\"Deemed\",INDEX('Buildings and Areas'!M$5:M$14,MATCH($C50,'Buildings and Areas'!$B$5:$B$14,0),1)),\"\")","v":""},{"$f":"IFERROR(INDEX('Buildings and Areas'!P$5:P$14,MATCH($C50,'Buildings and Areas'!$B$5:$B$14,0),1),0)","v":0},{"$f":"IFERROR(INDEX('Buildings and Areas'!Q$5:Q$14,MATCH($C50,'Buildings and Areas'!$B$5:$B$14,0),1),0)","v":0},{"$f":"IF(OR($AG50=\"\",$E50=\"\",$F50=\"\"),0,IF($F$124>0.1,(VLOOKUP($E50,'Fixture Descriptions'!$A:$I,8,0)/1000)*(1-$G$124),(VLOOKUP($E50,'Fixture Descriptions'!$A:$I,8,0)/1000)))","v":0},0,0,0,0,{"$f":"IFERROR(IF(AH50=\"Exterior\",1,IF(ProjectType=\"New Construction\",1-'Factor Tables'!$C$46,1-INDEX('Factor Tables'!C$46:C$51,MATCH(Inventory!$H50,'Factor Tables'!$B$46:$B$51,0)))),1)","v":1},{"$f":"IF(I50=\"REMOVED\",0,IF($AD50<>\"\",VLOOKUP($AD50,'Fixture Descriptions'!$A:$I,8,0)/1000,0))","v":0},0,0,0,0,0,0,0,{"$f":"IFERROR(IF(OR($AG50=\"\",$K50=\"\",AH50=\"Exterior\"),1,1-INDEX('Factor Tables'!C$46:D$51,MATCH(Inventory!$K50,'Factor Tables'!$B$46:$B$51,0),IF(ProjectType=\"Retrofit\",1,2))),1)","v":1},null,0,0,0,0,0,0,0,0,0,0,0,0,0,0,0,0,{"$f":"IFERROR(VLOOKUP(IF($AD50=\"Removed\",E50,$AD50),'Fixture Descriptions'!$A:$I,9,0),\"\")","v":0},{"$f":"IF($AD50=\"\",\"\",VLOOKUP($AD50,'Fixture Descriptions'!$A:$I,2,0))","v":""},{"$f":"IF(I50=\"\",\"\",IF(I50=\"Removed\",\"N/A\",IF(IFERROR(VLOOKUP(I50,'Fixture Schedule'!$C$9:$G$58,5,0),L50)=\"\",\"Not Qualified\",IFERROR(VLOOKUP(I50,'Fixture Schedule'!$C$9:$G$58,5,0),L50))))","v":""},{"$f":"IFERROR(INDEX('Utility Admin'!$F$3:$AW$3,1,MATCH(1,(CB$8='Utility Admin'!$F$1:$AW$1)*(Inventory!$AH50='Utility Admin'!$F$2:$AW$2)*(Inventory!$BY50=('Utility Admin'!$F$4:$AW$4)),0)),0)","v":0},{"$f":"IFERROR(INDEX('Utility Admin'!$F$3:$AW$3,1,MATCH(1,(CC$8='Utility Admin'!$F$1:$AW$1)*(Inventory!$AH50='Utility Admin'!$F$2:$AW$2)*(Inventory!$BY50=('Utility Admin'!$F$4:$AW$4)),0)),0)","v":0},{"$f":"IFERROR(INDEX('Utility Admin'!$F$3:$AW$3,1,MATCH(1,(CB$8='Utility Admin'!$F$1:$AW$1)*(Inventory!$AH50='Utility Admin'!$F$2:$AW$2)*(\"Lighting Controls\"=('Utility Admin'!$F$4:$AW$4)),0)),0)","v":0},{"$f":"IFERROR(INDEX('Utility Admin'!$F$3:$AW$3,1,MATCH(1,(CC$8='Utility Admin'!$F$1:$AW$1)*(Inventory!$AH50='Utility Admin'!$F$2:$AW$2)*(\"Lighting Controls\"=('Utility Admin'!$F$4:$AW$4)),0)),0)","v":0},false]
[null,43,null,null,null,null,null,null,null,null,null,null,null,{"$f":"IF(OR(I51=\"\",J51=\"\",AND(ProjectType=\"Retrofit\",OR(E51=\"\",F51=\"\"))),\"-\",IF(OR(CA51=0,CA51=\"Not Qualified\"),\"N\",IFERROR(INDEX('Fixture Descriptions'!K:K,MATCH(AD51,'Fixture Descriptions'!A:A,0)),\"N\")))","v":"-"},0,0,0,0,0,0,0,0,0,{"$f":"ROUND(IFERROR(IF($AE$7,BI51*MaxIncentive,Inventory!Z51),0),2)","v":0},0,0,0,0,0,{"$f":"IF(I51=\"\",\"\",IFERROR(VLOOKUP(I51,'Fixture Schedule'!$C$9:$D$58,2,0),I51))","v":""},{"$f":"10","v":10},{"$f":"IFERROR(VLOOKUP(IF(I51=\"REMOVED\",E51,AD51),'Fixture Descriptions'!A:J,10,FALSE),0)","v":0},{"$f":"IFERROR(INDEX('Buildings and Areas'!D$5:D$14,MATCH($C51,'Buildings and Areas'!$B$5:$B$14,0),1),\"\")","v":""},{"$f":"IFERROR(INDEX('Buildings and Areas'!C$5:C$14,MATCH($C51,'Buildings and Areas'!$B$5:$B$14,0),1),\"\")","v":""},{"$f":"IFERROR(INDEX('Buildings and Areas'!R$5:R$14,MATCH($C51,'Buildings and Areas'!$B$5:$B$14,0),1),0)","v":0},{"$f":"IFERROR(INDEX('Buildings and Areas'!S$5:S$14,MATCH($C51,'Buildings and Areas'!$B$5:$B$14,0),1),0)","v":0},{"$f":"IFERROR(INDEX('Buildings and Areas'!T$5:T$14,MATCH($C51,'Buildings and Areas'!$B$5:$B$14,0),1),0)","v":0},{"$f":"IFERROR(INDEX('Buildings and Areas'!O$5:O$14,MATCH($C51,'Buildings and Areas'!$B$5:$B$14,0),1),\"\")","v":""},{"$f":"IFERROR(INDEX('Buildings and Areas'!F$5:F$14,MATCH($C51,'Buildings and Areas'!$B$5:$B$14,0),1)&IF(AH51=\"Exterior\",\": \"&'Buildings and Areas'!$H$4,\"\"),\"\")","v":""},{"$f":"IFERROR(INDEX('Buildings and Areas'!H$5:H$14,MATCH($C51,'Buildings and Areas'!$B$5:$B$14,0),1),\"\")","v":""},{"$f":"IFERROR(IF(INDEX('Buildings and Areas'!L$5:L$14,MATCH($C51,'Buildings and Areas'!$B$5:$B$14,0),1)=\"\",\"Deemed\",INDEX('Buildings and Areas'!L$5:L$14,MATCH($C51,'Buildings and Areas'!$B$5:$B$14,0),1)),\"\")","v":""},{"$f":"IFERROR(IF(INDEX('Buildings and Areas'!M$5:M$14,MATCH($C51,'Buildings and Areas'!$B$5:$B$14,0),1)=\"\",\"Deemed\",INDEX('Buildings and Areas'!M$5:M$14,MATCH($C51,'Buildings and Areas'!$B$5:$B$14,0),1)),\"\")","v":""},{"$f":"IFERROR(INDEX('Buildings and Areas'!P$5:P$14,MATCH($C51,'Buildings and Areas'!$B$5:$B$14,0),1),0)","v":0},{"$f":"IFERROR(INDEX('Buildings and Areas'!Q$5:Q$14,MATCH($C51,'Buildings and Areas'!$B$5:$B$14,0),1),0)","v":0},{"$f":"IF(OR($AG51=\"\",$E51=\"\",$F51=\"\"),0,IF($F$124>0.1,(VLOOKUP($E51,'Fixture Descriptions'!$A:$I,8,0)/1000)*(1-$G$124),(VLOOKUP($E51,'Fixture Descriptions'!$A:$I,8,0)/1000)))","v":0},0,0,0,0,{"$f":"IFERROR(IF(AH51=\"Exterior\",1,IF(ProjectType=\"New Construction\",1-'Factor Tables'!$C$46,1-INDEX('Factor Tables'!C$46:C$51,MATCH(Inventory!$H51,'Factor Tables'!$B$46:$B$51,0)))),1)","v":1},{"$f":"IF(I51=\"REMOVED\",0,IF($AD51<>\"\",VLOOKUP($AD51,'Fixture Descriptions'!$A:$I,8,0)/1000,0))","v":0},0,0,0,0,0,0,0,{"$f":"IFERROR(IF(OR($AG51=\"\",$K51=\"\",AH51=\"Exterior\"),1,1-INDEX('Factor Tables'!C$46:D$51,MATCH(Inventory!$K51,'Factor Tables'!$B$46:$B$51,0),IF(ProjectType=\"Retrofit\",1,2))),1)","v":1},null,0,0,0,0,0,0,0,0,0,0,0,0,0,0,0,0,{"$f":"IFERROR(VLOOKUP(IF($AD51=\"Removed\",E51,$AD51),'Fixture Descriptions'!$A:$I,9,0),\"\")","v":0},{"$f":"IF($AD51=\"\",\"\",VLOOKUP($AD51,'Fixture Descriptions'!$A:$I,2,0))","v":""},{"$f":"IF(I51=\"\",\"\",IF(I51=\"Removed\",\"N/A\",IF(IFERROR(VLOOKUP(I51,'Fixture Schedule'!$C$9:$G$58,5,0),L51)=\"\",\"Not Qualified\",IFERROR(VLOOKUP(I51,'Fixture Schedule'!$C$9:$G$58,5,0),L51))))","v":""},{"$f":"IFERROR(INDEX('Utility Admin'!$F$3:$AW$3,1,MATCH(1,(CB$8='Utility Admin'!$F$1:$AW$1)*(Inventory!$AH51='Utility Admin'!$F$2:$AW$2)*(Inventory!$BY51=('Utility Admin'!$F$4:$AW$4)),0)),0)","v":0},{"$f":"IFERROR(INDEX('Utility Admin'!$F$3:$AW$3,1,MATCH(1,(CC$8='Utility Admin'!$F$1:$AW$1)*(Inventory!$AH51='Utility Admin'!$F$2:$AW$2)*(Inventory!$BY51=('Utility Admin'!$F$4:$AW$4)),0)),0)","v":0},{"$f":"IFERROR(INDEX('Utility Admin'!$F$3:$AW$3,1,MATCH(1,(CB$8='Utility Admin'!$F$1:$AW$1)*(Inventory!$AH51='Utility Admin'!$F$2:$AW$2)*(\"Lighting Controls\"=('Utility Admin'!$F$4:$AW$4)),0)),0)","v":0},{"$f":"IFERROR(INDEX('Utility Admin'!$F$3:$AW$3,1,MATCH(1,(CC$8='Utility Admin'!$F$1:$AW$1)*(Inventory!$AH51='Utility Admin'!$F$2:$AW$2)*(\"Lighting Controls\"=('Utility Admin'!$F$4:$AW$4)),0)),0)","v":0},false]
[null,44,null,null,null,null,null,null,null,null,null,null,null,{"$f":"IF(OR(I52=\"\",J52=\"\",AND(ProjectType=\"Retrofit\",OR(E52=\"\",F52=\"\"))),\"-\",IF(OR(CA52=0,CA52=\"Not Qualified\"),\"N\",IFERROR(INDEX('Fixture Descriptions'!K:K,MATCH(AD52,'Fixture Descriptions'!A:A,0)),\"N\")))","v":"-"},0,0,0,0,0,0,0,0,0,{"$f":"ROUND(IFERROR(IF($AE$7,BI52*MaxIncentive,Inventory!Z52),0),2)","v":0},0,0,0,0,0,{"$f":"IF(I52=\"\",\"\",IFERROR(VLOOKUP(I52,'Fixture Schedule'!$C$9:$D$58,2,0),I52))","v":""},{"$f":"10","v":10},{"$f":"IFERROR(VLOOKUP(IF(I52=\"REMOVED\",E52,AD52),'Fixture Descriptions'!A:J,10,FALSE),0)","v":0},{"$f":"IFERROR(INDEX('Buildings and Areas'!D$5:D$14,MATCH($C52,'Buildings and Areas'!$B$5:$B$14,0),1),\"\")","v":""},{"$f":"IFERROR(INDEX('Buildings and Areas'!C$5:C$14,MATCH($C52,'Buildings and Areas'!$B$5:$B$14,0),1),\"\")","v":""},{"$f":"IFERROR(INDEX('Buildings and Areas'!R$5:R$14,MATCH($C52,'Buildings and Areas'!$B$5:$B$14,0),1),0)","v":0},{"$f":"IFERROR(INDEX('Buildings and Areas'!S$5:S$14,MATCH($C52,'Buildings and Areas'!$B$5:$B$14,0),1),0)","v":0},{"$f":"IFERROR(INDEX('Buildings and Areas'!T$5:T$14,MATCH($C52,'Buildings and Areas'!$B$5:$B$14,0),1),0)","v":0},{"$f":"IFERROR(INDEX('Buildings and Areas'!O$5:O$14,MATCH($C52,'Buildings and Areas'!$B$5:$B$14,0),1),\"\")","v":""},{"$f":"IFERROR(INDEX('Buildings and Areas'!F$5:F$14,MATCH($C52,'Buildings and Areas'!$B$5:$B$14,0),1)&IF(AH52=\"Exterior\",\": \"&'Buildings and Areas'!$H$4,\"\"),\"\")","v":""},{"$f":"IFERROR(INDEX('Buildings and Areas'!H$5:H$14,MATCH($C52,'Buildings and Areas'!$B$5:$B$14,0),1),\"\")","v":""},{"$f":"IFERROR(IF(INDEX('Buildings and Areas'!L$5:L$14,MATCH($C52,'Buildings and Areas'!$B$5:$B$14,0),1)=\"\",\"Deemed\",INDEX('Buildings and Areas'!L$5:L$14,MATCH($C52,'Buildings and Areas'!$B$5:$B$14,0),1)),\"\")","v":""},{"$f":"IFERROR(IF(INDEX('Buildings and Areas'!M$5:M$14,MATCH($C52,'Buildings and Areas'!$B$5:$B$14,0),1)=\"\",\"Deemed\",INDEX('Buildings and Areas'!M$5:M$14,MATCH($C52,'Buildings and Areas'!$B$5:$B$14,0),1)),\"\")","v":""},{"$f":"IFERROR(INDEX('Buildings and Areas'!P$5:P$14,MATCH($C52,'Buildings and Areas'!$B$5:$B$14,0),1),0)","v":0},{"$f":"IFERROR(INDEX('Buildings and Areas'!Q$5:Q$14,MATCH($C52,'Buildings and Areas'!$B$5:$B$14,0),1),0)","v":0},{"$f":"IF(OR($AG52=\"\",$E52=\"\",$F52=\"\"),0,IF($F$124>0.1,(VLOOKUP($E52,'Fixture Descriptions'!$A:$I,8,0)/1000)*(1-$G$124),(VLOOKUP($E52,'Fixture Descriptions'!$A:$I,8,0)/1000)))","v":0},0,0,0,0,{"$f":"IFERROR(IF(AH52=\"Exterior\",1,IF(ProjectType=\"New Construction\",1-'Factor Tables'!$C$46,1-INDEX('Factor Tables'!C$46:C$51,MATCH(Inventory!$H52,'Factor Tables'!$B$46:$B$51,0)))),1)","v":1},{"$f":"IF(I52=\"REMOVED\",0,IF($AD52<>\"\",VLOOKUP($AD52,'Fixture Descriptions'!$A:$I,8,0)/1000,0))","v":0},0,0,0,0,0,0,0,{"$f":"IFERROR(IF(OR($AG52=\"\",$K52=\"\",AH52=\"Exterior\"),1,1-INDEX('Factor Tables'!C$46:D$51,MATCH(Inventory!$K52,'Factor Tables'!$B$46:$B$51,0),IF(ProjectType=\"Retrofit\",1,2))),1)","v":1},null,0,0,0,0,0,0,0,0,0,0,0,0,0,0,0,0,{"$f":"IFERROR(VLOOKUP(IF($AD52=\"Removed\",E52,$AD52),'Fixture Descriptions'!$A:$I,9,0),\"\")","v":0},{"$f":"IF($AD52=\"\",\"\",VLOOKUP($AD52,'Fixture Descriptions'!$A:$I,2,0))","v":""},{"$f":"IF(I52=\"\",\"\",IF(I52=\"Removed\",\"N/A\",IF(IFERROR(VLOOKUP(I52,'Fixture Schedule'!$C$9:$G$58,5,0),L52)=\"\",\"Not Qualified\",IFERROR(VLOOKUP(I52,'Fixture Schedule'!$C$9:$G$58,5,0),L52))))","v":""},{"$f":"IFERROR(INDEX('Utility Admin'!$F$3:$AW$3,1,MATCH(1,(CB$8='Utility Admin'!$F$1:$AW$1)*(Inventory!$AH52='Utility Admin'!$F$2:$AW$2)*(Inventory!$BY52=('Utility Admin'!$F$4:$AW$4)),0)),0)","v":0},{"$f":"IFERROR(INDEX('Utility Admin'!$F$3:$AW$3,1,MATCH(1,(CC$8='Utility Admin'!$F$1:$AW$1)*(Inventory!$AH52='Utility Admin'!$F$2:$AW$2)*(Inventory!$BY52=('Utility Admin'!$F$4:$AW$4)),0)),0)","v":0},{"$f":"IFERROR(INDEX('Utility Admin'!$F$3:$AW$3,1,MATCH(1,(CB$8='Utility Admin'!$F$1:$AW$1)*(Inventory!$AH52='Utility Admin'!$F$2:$AW$2)*(\"Lighting Controls\"=('Utility Admin'!$F$4:$AW$4)),0)),0)","v":0},{"$f":"IFERROR(INDEX('Utility Admin'!$F$3:$AW$3,1,MATCH(1,(CC$8='Utility Admin'!$F$1:$AW$1)*(Inventory!$AH52='Utility Admin'!$F$2:$AW$2)*(\"Lighting Controls\"=('Utility Admin'!$F$4:$AW$4)),0)),0)","v":0},false]
[null,45,null,null,null,null,null,null,null,null,null,null,null,{"$f":"IF(OR(I53=\"\",J53=\"\",AND(ProjectType=\"Retrofit\",OR(E53=\"\",F53=\"\"))),\"-\",IF(OR(CA53=0,CA53=\"Not Qualified\"),\"N\",IFERROR(INDEX('Fixture Descriptions'!K:K,MATCH(AD53,'Fixture Descriptions'!A:A,0)),\"N\")))","v":"-"},0,0,0,0,0,0,0,0,0,{"$f":"ROUND(IFERROR(IF($AE$7,BI53*MaxIncentive,Inventory!Z53),0),2)","v":0},0,0,0,0,0,{"$f":"IF(I53=\"\",\"\",IFERROR(VLOOKUP(I53,'Fixture Schedule'!$C$9:$D$58,2,0),I53))","v":""},{"$f":"10","v":10},{"$f":"IFERROR(VLOOKUP(IF(I53=\"REMOVED\",E53,AD53),'Fixture Descriptions'!A:J,10,FALSE),0)","v":0},{"$f":"IFERROR(INDEX('Buildings and Areas'!D$5:D$14,MATCH($C53,'Buildings and Areas'!$B$5:$B$14,0),1),\"\")","v":""},{"$f":"IFERROR(INDEX('Buildings and Areas'!C$5:C$14,MATCH($C53,'Buildings and Areas'!$B$5:$B$14,0),1),\"\")","v":""},{"$f":"IFERROR(INDEX('Buildings and Areas'!R$5:R$14,MATCH($C53,'Buildings and Areas'!$B$5:$B$14,0),1),0)","v":0},{"$f":"IFERROR(INDEX('Buildings and Areas'!S$5:S$14,MATCH($C53,'Buildings and Areas'!$B$5:$B$14,0),1),0)","v":0},{"$f":"IFERROR(INDEX('Buildings and Areas'!T$5:T$14,MATCH($C53,'Buildings and Areas'!$B$5:$B$14,0),1),0)","v":0},{"$f":"IFERROR(INDEX('Buildings and Areas'!O$5:O$14,MATCH($C53,'Buildings and Areas'!$B$5:$B$14,0),1),\"\")","v":""},{"$f":"IFERROR(INDEX('Buildings and Areas'!F$5:F$14,MATCH($C53,'Buildings and Areas'!$B$5:$B$14,0),1)&IF(AH53=\"Exterior\",\": \"&'Buildings and Areas'!$H$4,\"\"),\"\")","v":""},{"$f":"IFERROR(INDEX('Buildings and Areas'!H$5:H$14,MATCH($C53,'Buildings and Areas'!$B$5:$B$14,0),1),\"\")","v":""},{"$f":"IFERROR(IF(INDEX('Buildings and Areas'!L$5:L$14,MATCH($C53,'Buildings and Areas'!$B$5:$B$14,0),1)=\"\",\"Deemed\",INDEX('Buildings and Areas'!L$5:L$14,MATCH($C53,'Buildings and Areas'!$B$5:$B$14,0),1)),\"\")","v":""},{"$f":"IFERROR(IF(INDEX('Buildings and Areas'!M$5:M$14,MATCH($C53,'Buildings and Areas'!$B$5:$B$14,0),1)=\"\",\"Deemed\",INDEX('Buildings and Areas'!M$5:M$14,MATCH($C53,'Buildings and Areas'!$B$5:$B$14,0),1)),\"\")","v":""},{"$f":"IFERROR(INDEX('Buildings and Areas'!P$5:P$14,MATCH($C53,'Buildings and Areas'!$B$5:$B$14,0),1),0)","v":0},{"$f":"IFERROR(INDEX('Buildings and Areas'!Q$5:Q$14,MATCH($C53,'Buildings and Areas'!$B$5:$B$14,0),1),0)","v":0},{"$f":"IF(OR($AG53=\"\",$E53=\"\",$F53=\"\"),0,IF($F$124>0.1,(VLOOKUP($E53,'Fixture Descriptions'!$A:$I,8,0)/1000)*(1-$G$124),(VLOOKUP($E53,'Fixture Descriptions'!$A:$I,8,0)/1000)))","v":0},0,0,0,0,{"$f":"IFERROR(IF(AH53=\"Exterior\",1,IF(ProjectType=\"New Construction\",1-'Factor Tables'!$C$46,1-INDEX('Factor Tables'!C$46:C$51,MATCH(Inventory!$H53,'Factor Tables'!$B$46:$B$51,0)))),1)","v":1},{"$f":"IF(I53=\"REMOVED\",0,IF($AD53<>\"\",VLOOKUP($AD53,'Fixture Descriptions'!$A:$I,8,0)/1000,0))","v":0},0,0,0,0,0,0,0,{"$f":"IFERROR(IF(OR($AG53=\"\",$K53=\"\",AH53=\"Exterior\"),1,1-INDEX('Factor Tables'!C$46:D$51,MATCH(Inventory!$K53,'Factor Tables'!$B$46:$B$51,0),IF(ProjectType=\"Retrofit\",1,2))),1)","v":1},null,0,0,0,0,0,0,0,0,0,0,0,0,0,0,0,0,{"$f":"IFERROR(VLOOKUP(IF($AD53=\"Removed\",E53,$AD53),'Fixture Descriptions'!$A:$I,9,0),\"\")","v":0},{"$f":"IF($AD53=\"\",\"\",VLOOKUP($AD53,'Fixture Descriptions'!$A:$I,2,0))","v":""},{"$f":"IF(I53=\"\",\"\",IF(I53=\"Removed\",\"N/A\",IF(IFERROR(VLOOKUP(I53,'Fixture Schedule'!$C$9:$G$58,5,0),L53)=\"\",\"Not Qualified\",IFERROR(VLOOKUP(I53,'Fixture Schedule'!$C$9:$G$58,5,0),L53))))","v":""},{"$f":"IFERROR(INDEX('Utility Admin'!$F$3:$AW$3,1,MATCH(1,(CB$8='Utility Admin'!$F$1:$AW$1)*(Inventory!$AH53='Utility Admin'!$F$2:$AW$2)*(Inventory!$BY53=('Utility Admin'!$F$4:$AW$4)),0)),0)","v":0},{"$f":"IFERROR(INDEX('Utility Admin'!$F$3:$AW$3,1,MATCH(1,(CC$8='Utility Admin'!$F$1:$AW$1)*(Inventory!$AH53='Utility Admin'!$F$2:$AW$2)*(Inventory!$BY53=('Utility Admin'!$F$4:$AW$4)),0)),0)","v":0},{"$f":"IFERROR(INDEX('Utility Admin'!$F$3:$AW$3,1,MATCH(1,(CB$8='Utility Admin'!$F$1:$AW$1)*(Inventory!$AH53='Utility Admin'!$F$2:$AW$2)*(\"Lighting Controls\"=('Utility Admin'!$F$4:$AW$4)),0)),0)","v":0},{"$f":"IFERROR(INDEX('Utility Admin'!$F$3:$AW$3,1,MATCH(1,(CC$8='Utility Admin'!$F$1:$AW$1)*(Inventory!$AH53='Utility Admin'!$F$2:$AW$2)*(\"Lighting Controls\"=('Utility Admin'!$F$4:$AW$4)),0)),0)","v":0},false]
[null,46,null,null,null,null,null,null,null,null,null,null,null,{"$f":"IF(OR(I54=\"\",J54=\"\",AND(ProjectType=\"Retrofit\",OR(E54=\"\",F54=\"\"))),\"-\",IF(OR(CA54=0,CA54=\"Not Qualified\"),\"N\",IFERROR(INDEX('Fixture Descriptions'!K:K,MATCH(AD54,'Fixture Descriptions'!A:A,0)),\"N\")))","v":"-"},0,0,0,0,0,0,0,0,0,{"$f":"ROUND(IFERROR(IF($AE$7,BI54*MaxIncentive,Inventory!Z54),0),2)","v":0},0,0,0,0,0,{"$f":"IF(I54=\"\",\"\",IFERROR(VLOOKUP(I54,'Fixture Schedule'!$C$9:$D$58,2,0),I54))","v":""},{"$f":"10","v":10},{"$f":"IFERROR(VLOOKUP(IF(I54=\"REMOVED\",E54,AD54),'Fixture Descriptions'!A:J,10,FALSE),0)","v":0},{"$f":"IFERROR(INDEX('Buildings and Areas'!D$5:D$14,MATCH($C54,'Buildings and Areas'!$B$5:$B$14,0),1),\"\")","v":""},{"$f":"IFERROR(INDEX('Buildings and Areas'!C$5:C$14,MATCH($C54,'Buildings and Areas'!$B$5:$B$14,0),1),\"\")","v":""},{"$f":"IFERROR(INDEX('Buildings and Areas'!R$5:R$14,MATCH($C54,'Buildings and Areas'!$B$5:$B$14,0),1),0)","v":0},{"$f":"IFERROR(INDEX('Buildings and Areas'!S$5:S$14,MATCH($C54,'Buildings and Areas'!$B$5:$B$14,0),1),0)","v":0},{"$f":"IFERROR(INDEX('Buildings and Areas'!T$5:T$14,MATCH($C54,'Buildings and Areas'!$B$5:$B$14,0),1),0)","v":0},{"$f":"IFERROR(INDEX('Buildings and Areas'!O$5:O$14,MATCH($C54,'Buildings and Areas'!$B$5:$B$14,0),1),\"\")","v":""},{"$f":"IFERROR(INDEX('Buildings and Areas'!F$5:F$14,MATCH($C54,'Buildings and Areas'!$B$5:$B$14,0),1)&IF(AH54=\"Exterior\",\": \"&'Buildings and Areas'!$H$4,\"\"),\"\")","v":""},{"$f":"IFERROR(INDEX('Buildings and Areas'!H$5:H$14,MATCH($C54,'Buildings and Areas'!$B$5:$B$14,0),1),\"\")","v":""},{"$f":"IFERROR(IF(INDEX('Buildings and Areas'!L$5:L$14,MATCH($C54,'Buildings and Areas'!$B$5:$B$14,0),1)=\"\",\"Deemed\",INDEX('Buildings and Areas'!L$5:L$14,MATCH($C54,'Buildings and Areas'!$B$5:$B$14,0),1)),\"\")","v":""},{"$f":"IFERROR(IF(INDEX('Buildings and Areas'!M$5:M$14,MATCH($C54,'Buildings and Areas'!$B$5:$B$14,0),1)=\"\",\"Deemed\",INDEX('Buildings and Areas'!M$5:M$14,MATCH($C54,'Buildings and Areas'!$B$5:$B$14,0),1)),\"\")","v":""},{"$f":"IFERROR(INDEX('Buildings and Areas'!P$5:P$14,MATCH($C54,'Buildings and Areas'!$B$5:$B$14,0),1),0)","v":0},{"$f":"IFERROR(INDEX('Buildings and Areas'!Q$5:Q$14,MATCH($C54,'Buildings and Areas'!$B$5:$B$14,0),1),0)","v":0},{"$f":"IF(OR($AG54=\"\",$E54=\"\",$F54=\"\"),0,IF($F$124>0.1,(VLOOKUP($E54,'Fixture Descriptions'!$A:$I,8,0)/1000)*(1-$G$124),(VLOOKUP($E54,'Fixture Descriptions'!$A:$I,8,0)/1000)))","v":0},0,0,0,0,{"$f":"IFERROR(IF(AH54=\"Exterior\",1,IF(ProjectType=\"New Construction\",1-'Factor Tables'!$C$46,1-INDEX('Factor Tables'!C$46:C$51,MATCH(Inventory!$H54,'Factor Tables'!$B$46:$B$51,0)))),1)","v":1},{"$f":"IF(I54=\"REMOVED\",0,IF($AD54<>\"\",VLOOKUP($AD54,'Fixture Descriptions'!$A:$I,8,0)/1000,0))","v":0},0,0,0,0,0,0,0,{"$f":"IFERROR(IF(OR($AG54=\"\",$K54=\"\",AH54=\"Exterior\"),1,1-INDEX('Factor Tables'!C$46:D$51,MATCH(Inventory!$K54,'Factor Tables'!$B$46:$B$51,0),IF(ProjectType=\"Retrofit\",1,2))),1)","v":1},null,0,0,0,0,0,0,0,0,0,0,0,0,0,0,0,0,{"$f":"IFERROR(VLOOKUP(IF($AD54=\"Removed\",E54,$AD54),'Fixture Descriptions'!$A:$I,9,0),\"\")","v":0},{"$f":"IF($AD54=\"\",\"\",VLOOKUP($AD54,'Fixture Descriptions'!$A:$I,2,0))","v":""},{"$f":"IF(I54=\"\",\"\",IF(I54=\"Removed\",\"N/A\",IF(IFERROR(VLOOKUP(I54,'Fixture Schedule'!$C$9:$G$58,5,0),L54)=\"\",\"Not Qualified\",IFERROR(VLOOKUP(I54,'Fixture Schedule'!$C$9:$G$58,5,0),L54))))","v":""},{"$f":"IFERROR(INDEX('Utility Admin'!$F$3:$AW$3,1,MATCH(1,(CB$8='Utility Admin'!$F$1:$AW$1)*(Inventory!$AH54='Utility Admin'!$F$2:$AW$2)*(Inventory!$BY54=('Utility Admin'!$F$4:$AW$4)),0)),0)","v":0},{"$f":"IFERROR(INDEX('Utility Admin'!$F$3:$AW$3,1,MATCH(1,(CC$8='Utility Admin'!$F$1:$AW$1)*(Inventory!$AH54='Utility Admin'!$F$2:$AW$2)*(Inventory!$BY54=('Utility Admin'!$F$4:$AW$4)),0)),0)","v":0},{"$f":"IFERROR(INDEX('Utility Admin'!$F$3:$AW$3,1,MATCH(1,(CB$8='Utility Admin'!$F$1:$AW$1)*(Inventory!$AH54='Utility Admin'!$F$2:$AW$2)*(\"Lighting Controls\"=('Utility Admin'!$F$4:$AW$4)),0)),0)","v":0},{"$f":"IFERROR(INDEX('Utility Admin'!$F$3:$AW$3,1,MATCH(1,(CC$8='Utility Admin'!$F$1:$AW$1)*(Inventory!$AH54='Utility Admin'!$F$2:$AW$2)*(\"Lighting Controls\"=('Utility Admin'!$F$4:$AW$4)),0)),0)","v":0},false]
[null,47,null,null,null,null,null,null,null,null,null,null,null,{"$f":"IF(OR(I55=\"\",J55=\"\",AND(ProjectType=\"Retrofit\",OR(E55=\"\",F55=\"\"))),\"-\",IF(OR(CA55=0,CA55=\"Not Qualified\"),\"N\",IFERROR(INDEX('Fixture Descriptions'!K:K,MATCH(AD55,'Fixture Descriptions'!A:A,0)),\"N\")))","v":"-"},0,0,0,0,0,0,0,0,0,{"$f":"ROUND(IFERROR(IF($AE$7,BI55*MaxIncentive,Inventory!Z55),0),2)","v":0},0,0,0,0,0,{"$f":"IF(I55=\"\",\"\",IFERROR(VLOOKUP(I55,'Fixture Schedule'!$C$9:$D$58,2,0),I55))","v":""},{"$f":"10","v":10},{"$f":"IFERROR(VLOOKUP(IF(I55=\"REMOVED\",E55,AD55),'Fixture Descriptions'!A:J,10,FALSE),0)","v":0},{"$f":"IFERROR(INDEX('Buildings and Areas'!D$5:D$14,MATCH($C55,'Buildings and Areas'!$B$5:$B$14,0),1),\"\")","v":""},{"$f":"IFERROR(INDEX('Buildings and Areas'!C$5:C$14,MATCH($C55,'Buildings and Areas'!$B$5:$B$14,0),1),\"\")","v":""},{"$f":"IFERROR(INDEX('Buildings and Areas'!R$5:R$14,MATCH($C55,'Buildings and Areas'!$B$5:$B$14,0),1),0)","v":0},{"$f":"IFERROR(INDEX('Buildings and Areas'!S$5:S$14,MATCH($C55,'Buildings and Areas'!$B$5:$B$14,0),1),0)","v":0},{"$f":"IFERROR(INDEX('Buildings and Areas'!T$5:T$14,MATCH($C55,'Buildings and Areas'!$B$5:$B$14,0),1),0)","v":0},{"$f":"IFERROR(INDEX('Buildings and Areas'!O$5:O$14,MATCH($C55,'Buildings and Areas'!$B$5:$B$14,0),1),\"\")","v":""},{"$f":"IFERROR(INDEX('Buildings and Areas'!F$5:F$14,MATCH($C55,'Buildings and Areas'!$B$5:$B$14,0),1)&IF(AH55=\"Exterior\",\": \"&'Buildings and Areas'!$H$4,\"\"),\"\")","v":""},{"$f":"IFERROR(INDEX('Buildings and Areas'!H$5:H$14,MATCH($C55,'Buildings and Areas'!$B$5:$B$14,0),1),\"\")","v":""},{"$f":"IFERROR(IF(INDEX('Buildings and Areas'!L$5:L$14,MATCH($C55,'Buildings and Areas'!$B$5:$B$14,0),1)=\"\",\"Deemed\",INDEX('Buildings and Areas'!L$5:L$14,MATCH($C55,'Buildings and Areas'!$B$5:$B$14,0),1)),\"\")","v":""},{"$f":"IFERROR(IF(INDEX('Buildings and Areas'!M$5:M$14,MATCH($C55,'Buildings and Areas'!$B$5:$B$14,0),1)=\"\",\"Deemed\",INDEX('Buildings and Areas'!M$5:M$14,MATCH($C55,'Buildings and Areas'!$B$5:$B$14,0),1)),\"\")","v":""},{"$f":"IFERROR(INDEX('Buildings and Areas'!P$5:P$14,MATCH($C55,'Buildings and Areas'!$B$5:$B$14,0),1),0)","v":0},{"$f":"IFERROR(INDEX('Buildings and Areas'!Q$5:Q$14,MATCH($C55,'Buildings and Areas'!$B$5:$B$14,0),1),0)","v":0},{"$f":"IF(OR($AG55=\"\",$E55=\"\",$F55=\"\"),0,IF($F$124>0.1,(VLOOKUP($E55,'Fixture Descriptions'!$A:$I,8,0)/1000)*(1-$G$124),(VLOOKUP($E55,'Fixture Descriptions'!$A:$I,8,0)/1000)))","v":0},0,0,0,0,{"$f":"IFERROR(IF(AH55=\"Exterior\",1,IF(ProjectType=\"New Construction\",1-'Factor Tables'!$C$46,1-INDEX('Factor Tables'!C$46:C$51,MATCH(Inventory!$H55,'Factor Tables'!$B$46:$B$51,0)))),1)","v":1},{"$f":"IF(I55=\"REMOVED\",0,IF($AD55<>\"\",VLOOKUP($AD55,'Fixture Descriptions'!$A:$I,8,0)/1000,0))","v":0},0,0,0,0,0,0,0,{"$f":"IFERROR(IF(OR($AG55=\"\",$K55=\"\",AH55=\"Exterior\"),1,1-INDEX('Factor Tables'!C$46:D$51,MATCH(Inventory!$K55,'Factor Tables'!$B$46:$B$51,0),IF(ProjectType=\"Retrofit\",1,2))),1)","v":1},null,0,0,0,0,0,0,0,0,0,0,0,0,0,0,0,0,{"$f":"IFERROR(VLOOKUP(IF($AD55=\"Removed\",E55,$AD55),'Fixture Descriptions'!$A:$I,9,0),\"\")","v":0},{"$f":"IF($AD55=\"\",\"\",VLOOKUP($AD55,'Fixture Descriptions'!$A:$I,2,0))","v":""},{"$f":"IF(I55=\"\",\"\",IF(I55=\"Removed\",\"N/A\",IF(IFERROR(VLOOKUP(I55,'Fixture Schedule'!$C$9:$G$58,5,0),L55)=\"\",\"Not Qualified\",IFERROR(VLOOKUP(I55,'Fixture Schedule'!$C$9:$G$58,5,0),L55))))","v":""},{"$f":"IFERROR(INDEX('Utility Admin'!$F$3:$AW$3,1,MATCH(1,(CB$8='Utility Admin'!$F$1:$AW$1)*(Inventory!$AH55='Utility Admin'!$F$2:$AW$2)*(Inventory!$BY55=('Utility Admin'!$F$4:$AW$4)),0)),0)","v":0},{"$f":"IFERROR(INDEX('Utility Admin'!$F$3:$AW$3,1,MATCH(1,(CC$8='Utility Admin'!$F$1:$AW$1)*(Inventory!$AH55='Utility Admin'!$F$2:$AW$2)*(Inventory!$BY55=('Utility Admin'!$F$4:$AW$4)),0)),0)","v":0},{"$f":"IFERROR(INDEX('Utility Admin'!$F$3:$AW$3,1,MATCH(1,(CB$8='Utility Admin'!$F$1:$AW$1)*(Inventory!$AH55='Utility Admin'!$F$2:$AW$2)*(\"Lighting Controls\"=('Utility Admin'!$F$4:$AW$4)),0)),0)","v":0},{"$f":"IFERROR(INDEX('Utility Admin'!$F$3:$AW$3,1,MATCH(1,(CC$8='Utility Admin'!$F$1:$AW$1)*(Inventory!$AH55='Utility Admin'!$F$2:$AW$2)*(\"Lighting Controls\"=('Utility Admin'!$F$4:$AW$4)),0)),0)","v":0},false]
[null,48,null,null,null,null,null,null,null,null,null,null,null,{"$f":"IF(OR(I56=\"\",J56=\"\",AND(ProjectType=\"Retrofit\",OR(E56=\"\",F56=\"\"))),\"-\",IF(OR(CA56=0,CA56=\"Not Qualified\"),\"N\",IFERROR(INDEX('Fixture Descriptions'!K:K,MATCH(AD56,'Fixture Descriptions'!A:A,0)),\"N\")))","v":"-"},0,0,0,0,0,0,0,0,0,{"$f":"ROUND(IFERROR(IF($AE$7,BI56*MaxIncentive,Inventory!Z56),0),2)","v":0},0,0,0,0,0,{"$f":"IF(I56=\"\",\"\",IFERROR(VLOOKUP(I56,'Fixture Schedule'!$C$9:$D$58,2,0),I56))","v":""},{"$f":"10","v":10},{"$f":"IFERROR(VLOOKUP(IF(I56=\"REMOVED\",E56,AD56),'Fixture Descriptions'!A:J,10,FALSE),0)","v":0},{"$f":"IFERROR(INDEX('Buildings and Areas'!D$5:D$14,MATCH($C56,'Buildings and Areas'!$B$5:$B$14,0),1),\"\")","v":""},{"$f":"IFERROR(INDEX('Buildings and Areas'!C$5:C$14,MATCH($C56,'Buildings and Areas'!$B$5:$B$14,0),1),\"\")","v":""},{"$f":"IFERROR(INDEX('Buildings and Areas'!R$5:R$14,MATCH($C56,'Buildings and Areas'!$B$5:$B$14,0),1),0)","v":0},{"$f":"IFERROR(INDEX('Buildings and Areas'!S$5:S$14,MATCH($C56,'Buildings and Areas'!$B$5:$B$14,0),1),0)","v":0},{"$f":"IFERROR(INDEX('Buildings and Areas'!T$5:T$14,MATCH($C56,'Buildings and Areas'!$B$5:$B$14,0),1),0)","v":0},{"$f":"IFERROR(INDEX('Buildings and Areas'!O$5:O$14,MATCH($C56,'Buildings and Areas'!$B$5:$B$14,0),1),\"\")","v":""},{"$f":"IFERROR(INDEX('Buildings and Areas'!F$5:F$14,MATCH($C56,'Buildings and Areas'!$B$5:$B$14,0),1)&IF(AH56=\"Exterior\",\": \"&'Buildings and Areas'!$H$4,\"\"),\"\")","v":""},{"$f":"IFERROR(INDEX('Buildings and Areas'!H$5:H$14,MATCH($C56,'Buildings and Areas'!$B$5:$B$14,0),1),\"\")","v":""},{"$f":"IFERROR(IF(INDEX('Buildings and Areas'!L$5:L$14,MATCH($C56,'Buildings and Areas'!$B$5:$B$14,0),1)=\"\",\"Deemed\",INDEX('Buildings and Areas'!L$5:L$14,MATCH($C56,'Buildings and Areas'!$B$5:$B$14,0),1)),\"\")","v":""},{"$f":"IFERROR(IF(INDEX('Buildings and Areas'!M$5:M$14,MATCH($C56,'Buildings and Areas'!$B$5:$B$14,0),1)=\"\",\"Deemed\",INDEX('Buildings and Areas'!M$5:M$14,MATCH($C56,'Buildings and Areas'!$B$5:$B$14,0),1)),\"\")","v":""},{"$f":"IFERROR(INDEX('Buildings and Areas'!P$5:P$14,MATCH($C56,'Buildings and Areas'!$B$5:$B$14,0),1),0)","v":0},{"$f":"IFERROR(INDEX('Buildings and Areas'!Q$5:Q$14,MATCH($C56,'Buildings and Areas'!$B$5:$B$14,0),1),0)","v":0},{"$f":"IF(OR($AG56=\"\",$E56=\"\",$F56=\"\"),0,IF($F$124>0.1,(VLOOKUP($E56,'Fixture Descriptions'!$A:$I,8,0)/1000)*(1-$G$124),(VLOOKUP($E56,'Fixture Descriptions'!$A:$I,8,0)/1000)))","v":0},0,0,0,0,{"$f":"IFERROR(IF(AH56=\"Exterior\",1,IF(ProjectType=\"New Construction\",1-'Factor Tables'!$C$46,1-INDEX('Factor Tables'!C$46:C$51,MATCH(Inventory!$H56,'Factor Tables'!$B$46:$B$51,0)))),1)","v":1},{"$f":"IF(I56=\"REMOVED\",0,IF($AD56<>\"\",VLOOKUP($AD56,'Fixture Descriptions'!$A:$I,8,0)/1000,0))","v":0},0,0,0,0,0,0,0,{"$f":"IFERROR(IF(OR($AG56=\"\",$K56=\"\",AH56=\"Exterior\"),1,1-INDEX('Factor Tables'!C$46:D$51,MATCH(Inventory!$K56,'Factor Tables'!$B$46:$B$51,0),IF(ProjectType=\"Retrofit\",1,2))),1)","v":1},null,0,0,0,0,0,0,0,0,0,0,0,0,0,0,0,0,{"$f":"IFERROR(VLOOKUP(IF($AD56=\"Removed\",E56,$AD56),'Fixture Descriptions'!$A:$I,9,0),\"\")","v":0},{"$f":"IF($AD56=\"\",\"\",VLOOKUP($AD56,'Fixture Descriptions'!$A:$I,2,0))","v":""},{"$f":"IF(I56=\"\",\"\",IF(I56=\"Removed\",\"N/A\",IF(IFERROR(VLOOKUP(I56,'Fixture Schedule'!$C$9:$G$58,5,0),L56)=\"\",\"Not Qualified\",IFERROR(VLOOKUP(I56,'Fixture Schedule'!$C$9:$G$58,5,0),L56))))","v":""},{"$f":"IFERROR(INDEX('Utility Admin'!$F$3:$AW$3,1,MATCH(1,(CB$8='Utility Admin'!$F$1:$AW$1)*(Inventory!$AH56='Utility Admin'!$F$2:$AW$2)*(Inventory!$BY56=('Utility Admin'!$F$4:$AW$4)),0)),0)","v":0},{"$f":"IFERROR(INDEX('Utility Admin'!$F$3:$AW$3,1,MATCH(1,(CC$8='Utility Admin'!$F$1:$AW$1)*(Inventory!$AH56='Utility Admin'!$F$2:$AW$2)*(Inventory!$BY56=('Utility Admin'!$F$4:$AW$4)),0)),0)","v":0},{"$f":"IFERROR(INDEX('Utility Admin'!$F$3:$AW$3,1,MATCH(1,(CB$8='Utility Admin'!$F$1:$AW$1)*(Inventory!$AH56='Utility Admin'!$F$2:$AW$2)*(\"Lighting Controls\"=('Utility Admin'!$F$4:$AW$4)),0)),0)","v":0},{"$f":"IFERROR(INDEX('Utility Admin'!$F$3:$AW$3,1,MATCH(1,(CC$8='Utility Admin'!$F$1:$AW$1)*(Inventory!$AH56='Utility Admin'!$F$2:$AW$2)*(\"Lighting Controls\"=('Utility Admin'!$F$4:$AW$4)),0)),0)","v":0},false]
[null,49,null,null,null,null,null,null,null,null,null,null,null,{"$f":"IF(OR(I57=\"\",J57=\"\",AND(ProjectType=\"Retrofit\",OR(E57=\"\",F57=\"\"))),\"-\",IF(OR(CA57=0,CA57=\"Not Qualified\"),\"N\",IFERROR(INDEX('Fixture Descriptions'!K:K,MATCH(AD57,'Fixture Descriptions'!A:A,0)),\"N\")))","v":"-"},0,0,0,0,0,0,0,0,0,{"$f":"ROUND(IFERROR(IF($AE$7,BI57*MaxIncentive,Inventory!Z57),0),2)","v":0},0,0,0,0,0,{"$f":"IF(I57=\"\",\"\",IFERROR(VLOOKUP(I57,'Fixture Schedule'!$C$9:$D$58,2,0),I57))","v":""},{"$f":"10","v":10},{"$f":"IFERROR(VLOOKUP(IF(I57=\"REMOVED\",E57,AD57),'Fixture Descriptions'!A:J,10,FALSE),0)","v":0},{"$f":"IFERROR(INDEX('Buildings and Areas'!D$5:D$14,MATCH($C57,'Buildings and Areas'!$B$5:$B$14,0),1),\"\")","v":""},{"$f":"IFERROR(INDEX('Buildings and Areas'!C$5:C$14,MATCH($C57,'Buildings and Areas'!$B$5:$B$14,0),1),\"\")","v":""},{"$f":"IFERROR(INDEX('Buildings and Areas'!R$5:R$14,MATCH($C57,'Buildings and Areas'!$B$5:$B$14,0),1),0)","v":0},{"$f":"IFERROR(INDEX('Buildings and Areas'!S$5:S$14,MATCH($C57,'Buildings and Areas'!$B$5:$B$14,0),1),0)","v":0},{"$f":"IFERROR(INDEX('Buildings and Areas'!T$5:T$14,MATCH($C57,'Buildings and Areas'!$B$5:$B$14,0),1),0)","v":0},{"$f":"IFERROR(INDEX('Buildings and Areas'!O$5:O$14,MATCH($C57,'Buildings and Areas'!$B$5:$B$14,0),1),\"\")","v":""},{"$f":"IFERROR(INDEX('Buildings and Areas'!F$5:F$14,MATCH($C57,'Buildings and Areas'!$B$5:$B$14,0),1)&IF(AH57=\"Exterior\",\": \"&'Buildings and Areas'!$H$4,\"\"),\"\")","v":""},{"$f":"IFERROR(INDEX('Buildings and Areas'!H$5:H$14,MATCH($C57,'Buildings and Areas'!$B$5:$B$14,0),1),\"\")","v":""},{"$f":"IFERROR(IF(INDEX('Buildings and Areas'!L$5:L$14,MATCH($C57,'Buildings and Areas'!$B$5:$B$14,0),1)=\"\",\"Deemed\",INDEX('Buildings and Areas'!L$5:L$14,MATCH($C57,'Buildings and Areas'!$B$5:$B$14,0),1)),\"\")","v":""},{"$f":"IFERROR(IF(INDEX('Buildings and Areas'!M$5:M$14,MATCH($C57,'Buildings and Areas'!$B$5:$B$14,0),1)=\"\",\"Deemed\",INDEX('Buildings and Areas'!M$5:M$14,MATCH($C57,'Buildings and Areas'!$B$5:$B$14,0),1)),\"\")","v":""},{"$f":"IFERROR(INDEX('Buildings and Areas'!P$5:P$14,MATCH($C57,'Buildings and Areas'!$B$5:$B$14,0),1),0)","v":0},{"$f":"IFERROR(INDEX('Buildings and Areas'!Q$5:Q$14,MATCH($C57,'Buildings and Areas'!$B$5:$B$14,0),1),0)","v":0},{"$f":"IF(OR($AG57=\"\",$E57=\"\",$F57=\"\"),0,IF($F$124>0.1,(VLOOKUP($E57,'Fixture Descriptions'!$A:$I,8,0)/1000)*(1-$G$124),(VLOOKUP($E57,'Fixture Descriptions'!$A:$I,8,0)/1000)))","v":0},0,0,0,0,{"$f":"IFERROR(IF(AH57=\"Exterior\",1,IF(ProjectType=\"New Construction\",1-'Factor Tables'!$C$46,1-INDEX('Factor Tables'!C$46:C$51,MATCH(Inventory!$H57,'Factor Tables'!$B$46:$B$51,0)))),1)","v":1},{"$f":"IF(I57=\"REMOVED\",0,IF($AD57<>\"\",VLOOKUP($AD57,'Fixture Descriptions'!$A:$I,8,0)/1000,0))","v":0},0,0,0,0,0,0,0,{"$f":"IFERROR(IF(OR($AG57=\"\",$K57=\"\",AH57=\"Exterior\"),1,1-INDEX('Factor Tables'!C$46:D$51,MATCH(Inventory!$K57,'Factor Tables'!$B$46:$B$51,0),IF(ProjectType=\"Retrofit\",1,2))),1)","v":1},null,0,0,0,0,0,0,0,0,0,0,0,0,0,0,0,0,{"$f":"IFERROR(VLOOKUP(IF($AD57=\"Removed\",E57,$AD57),'Fixture Descriptions'!$A:$I,9,0),\"\")","v":0},{"$f":"IF($AD57=\"\",\"\",VLOOKUP($AD57,'Fixture Descriptions'!$A:$I,2,0))","v":""},{"$f":"IF(I57=\"\",\"\",IF(I57=\"Removed\",\"N/A\",IF(IFERROR(VLOOKUP(I57,'Fixture Schedule'!$C$9:$G$58,5,0),L57)=\"\",\"Not Qualified\",IFERROR(VLOOKUP(I57,'Fixture Schedule'!$C$9:$G$58,5,0),L57))))","v":""},{"$f":"IFERROR(INDEX('Utility Admin'!$F$3:$AW$3,1,MATCH(1,(CB$8='Utility Admin'!$F$1:$AW$1)*(Inventory!$AH57='Utility Admin'!$F$2:$AW$2)*(Inventory!$BY57=('Utility Admin'!$F$4:$AW$4)),0)),0)","v":0},{"$f":"IFERROR(INDEX('Utility Admin'!$F$3:$AW$3,1,MATCH(1,(CC$8='Utility Admin'!$F$1:$AW$1)*(Inventory!$AH57='Utility Admin'!$F$2:$AW$2)*(Inventory!$BY57=('Utility Admin'!$F$4:$AW$4)),0)),0)","v":0},{"$f":"IFERROR(INDEX('Utility Admin'!$F$3:$AW$3,1,MATCH(1,(CB$8='Utility Admin'!$F$1:$AW$1)*(Inventory!$AH57='Utility Admin'!$F$2:$AW$2)*(\"Lighting Controls\"=('Utility Admin'!$F$4:$AW$4)),0)),0)","v":0},{"$f":"IFERROR(INDEX('Utility Admin'!$F$3:$AW$3,1,MATCH(1,(CC$8='Utility Admin'!$F$1:$AW$1)*(Inventory!$AH57='Utility Admin'!$F$2:$AW$2)*(\"Lighting Controls\"=('Utility Admin'!$F$4:$AW$4)),0)),0)","v":0},false]
[null,50,null,null,null,null,null,null,null,null,null,null,null,{"$f":"IF(OR(I58=\"\",J58=\"\",AND(ProjectType=\"Retrofit\",OR(E58=\"\",F58=\"\"))),\"-\",IF(OR(CA58=0,CA58=\"Not Qualified\"),\"N\",IFERROR(INDEX('Fixture Descriptions'!K:K,MATCH(AD58,'Fixture Descriptions'!A:A,0)),\"N\")))","v":"-"},0,0,0,0,0,0,0,0,0,{"$f":"ROUND(IFERROR(IF($AE$7,BI58*MaxIncentive,Inventory!Z58),0),2)","v":0},0,0,0,0,0,{"$f":"IF(I58=\"\",\"\",IFERROR(VLOOKUP(I58,'Fixture Schedule'!$C$9:$D$58,2,0),I58))","v":""},{"$f":"10","v":10},{"$f":"IFERROR(VLOOKUP(IF(I58=\"REMOVED\",E58,AD58),'Fixture Descriptions'!A:J,10,FALSE),0)","v":0},{"$f":"IFERROR(INDEX('Buildings and Areas'!D$5:D$14,MATCH($C58,'Buildings and Areas'!$B$5:$B$14,0),1),\"\")","v":""},{"$f":"IFERROR(INDEX('Buildings and Areas'!C$5:C$14,MATCH($C58,'Buildings and Areas'!$B$5:$B$14,0),1),\"\")","v":""},{"$f":"IFERROR(INDEX('Buildings and Areas'!R$5:R$14,MATCH($C58,'Buildings and Areas'!$B$5:$B$14,0),1),0)","v":0},{"$f":"IFERROR(INDEX('Buildings and Areas'!S$5:S$14,MATCH($C58,'Buildings and Areas'!$B$5:$B$14,0),1),0)","v":0},{"$f":"IFERROR(INDEX('Buildings and Areas'!T$5:T$14,MATCH($C58,'Buildings and Areas'!$B$5:$B$14,0),1),0)","v":0},{"$f":"IFERROR(INDEX('Buildings and Areas'!O$5:O$14,MATCH($C58,'Buildings and Areas'!$B$5:$B$14,0),1),\"\")","v":""},{"$f":"IFERROR(INDEX('Buildings and Areas'!F$5:F$14,MATCH($C58,'Buildings and Areas'!$B$5:$B$14,0),1)&IF(AH58=\"Exterior\",\": \"&'Buildings and Areas'!$H$4,\"\"),\"\")","v":""},{"$f":"IFERROR(INDEX('Buildings and Areas'!H$5:H$14,MATCH($C58,'Buildings and Areas'!$B$5:$B$14,0),1),\"\")","v":""},{"$f":"IFERROR(IF(INDEX('Buildings and Areas'!L$5:L$14,MATCH($C58,'Buildings and Areas'!$B$5:$B$14,0),1)=\"\",\"Deemed\",INDEX('Buildings and Areas'!L$5:L$14,MATCH($C58,'Buildings and Areas'!$B$5:$B$14,0),1)),\"\")","v":""},{"$f":"IFERROR(IF(INDEX('Buildings and Areas'!M$5:M$14,MATCH($C58,'Buildings and Areas'!$B$5:$B$14,0),1)=\"\",\"Deemed\",INDEX('Buildings and Areas'!M$5:M$14,MATCH($C58,'Buildings and Areas'!$B$5:$B$14,0),1)),\"\")","v":""},{"$f":"IFERROR(INDEX('Buildings and Areas'!P$5:P$14,MATCH($C58,'Buildings and Areas'!$B$5:$B$14,0),1),0)","v":0},{"$f":"IFERROR(INDEX('Buildings and Areas'!Q$5:Q$14,MATCH($C58,'Buildings and Areas'!$B$5:$B$14,0),1),0)","v":0},{"$f":"IF(OR($AG58=\"\",$E58=\"\",$F58=\"\"),0,IF($F$124>0.1,(VLOOKUP($E58,'Fixture Descriptions'!$A:$I,8,0)/1000)*(1-$G$124),(VLOOKUP($E58,'Fixture Descriptions'!$A:$I,8,0)/1000)))","v":0},0,0,0,0,{"$f":"IFERROR(IF(AH58=\"Exterior\",1,IF(ProjectType=\"New Construction\",1-'Factor Tables'!$C$46,1-INDEX('Factor Tables'!C$46:C$51,MATCH(Inventory!$H58,'Factor Tables'!$B$46:$B$51,0)))),1)","v":1},{"$f":"IF(I58=\"REMOVED\",0,IF($AD58<>\"\",VLOOKUP($AD58,'Fixture Descriptions'!$A:$I,8,0)/1000,0))","v":0},0,0,0,0,0,0,0,{"$f":"IFERROR(IF(OR($AG58=\"\",$K58=\"\",AH58=\"Exterior\"),1,1-INDEX('Factor Tables'!C$46:D$51,MATCH(Inventory!$K58,'Factor Tables'!$B$46:$B$51,0),IF(ProjectType=\"Retrofit\",1,2))),1)","v":1},null,0,0,0,0,0,0,0,0,0,0,0,0,0,0,0,0,{"$f":"IFERROR(VLOOKUP(IF($AD58=\"Removed\",E58,$AD58),'Fixture Descriptions'!$A:$I,9,0),\"\")","v":0},{"$f":"IF($AD58=\"\",\"\",VLOOKUP($AD58,'Fixture Descriptions'!$A:$I,2,0))","v":""},{"$f":"IF(I58=\"\",\"\",IF(I58=\"Removed\",\"N/A\",IF(IFERROR(VLOOKUP(I58,'Fixture Schedule'!$C$9:$G$58,5,0),L58)=\"\",\"Not Qualified\",IFERROR(VLOOKUP(I58,'Fixture Schedule'!$C$9:$G$58,5,0),L58))))","v":""},{"$f":"IFERROR(INDEX('Utility Admin'!$F$3:$AW$3,1,MATCH(1,(CB$8='Utility Admin'!$F$1:$AW$1)*(Inventory!$AH58='Utility Admin'!$F$2:$AW$2)*(Inventory!$BY58=('Utility Admin'!$F$4:$AW$4)),0)),0)","v":0},{"$f":"IFERROR(INDEX('Utility Admin'!$F$3:$AW$3,1,MATCH(1,(CC$8='Utility Admin'!$F$1:$AW$1)*(Inventory!$AH58='Utility Admin'!$F$2:$AW$2)*(Inventory!$BY58=('Utility Admin'!$F$4:$AW$4)),0)),0)","v":0},{"$f":"IFERROR(INDEX('Utility Admin'!$F$3:$AW$3,1,MATCH(1,(CB$8='Utility Admin'!$F$1:$AW$1)*(Inventory!$AH58='Utility Admin'!$F$2:$AW$2)*(\"Lighting Controls\"=('Utility Admin'!$F$4:$AW$4)),0)),0)","v":0},{"$f":"IFERROR(INDEX('Utility Admin'!$F$3:$AW$3,1,MATCH(1,(CC$8='Utility Admin'!$F$1:$AW$1)*(Inventory!$AH58='Utility Admin'!$F$2:$AW$2)*(\"Lighting Controls\"=('Utility Admin'!$F$4:$AW$4)),0)),0)","v":0},false]
[null,51,null,null,null,null,null,null,null,null,null,null,null,{"$f":"IF(OR(I59=\"\",J59=\"\",AND(ProjectType=\"Retrofit\",OR(E59=\"\",F59=\"\"))),\"-\",IF(OR(CA59=0,CA59=\"Not Qualified\"),\"N\",IFERROR(INDEX('Fixture Descriptions'!K:K,MATCH(AD59,'Fixture Descriptions'!A:A,0)),\"N\")))","v":"-"},0,0,0,0,0,0,0,0,0,{"$f":"ROUND(IFERROR(IF($AE$7,BI59*MaxIncentive,Inventory!Z59),0),2)","v":0},0,0,0,0,0,{"$f":"IF(I59=\"\",\"\",IFERROR(VLOOKUP(I59,'Fixture Schedule'!$C$9:$D$58,2,0),I59))","v":""},{"$f":"10","v":10},{"$f":"IFERROR(VLOOKUP(IF(I59=\"REMOVED\",E59,AD59),'Fixture Descriptions'!A:J,10,FALSE),0)","v":0},{"$f":"IFERROR(INDEX('Buildings and Areas'!D$5:D$14,MATCH($C59,'Buildings and Areas'!$B$5:$B$14,0),1),\"\")","v":""},{"$f":"IFERROR(INDEX('Buildings and Areas'!C$5:C$14,MATCH($C59,'Buildings and Areas'!$B$5:$B$14,0),1),\"\")","v":""},{"$f":"IFERROR(INDEX('Buildings and Areas'!R$5:R$14,MATCH($C59,'Buildings and Areas'!$B$5:$B$14,0),1),0)","v":0},{"$f":"IFERROR(INDEX('Buildings and Areas'!S$5:S$14,MATCH($C59,'Buildings and Areas'!$B$5:$B$14,0),1),0)","v":0},{"$f":"IFERROR(INDEX('Buildings and Areas'!T$5:T$14,MATCH($C59,'Buildings and Areas'!$B$5:$B$14,0),1),0)","v":0},{"$f":"IFERROR(INDEX('Buildings and Areas'!O$5:O$14,MATCH($C59,'Buildings and Areas'!$B$5:$B$14,0),1),\"\")","v":""},{"$f":"IFERROR(INDEX('Buildings and Areas'!F$5:F$14,MATCH($C59,'Buildings and Areas'!$B$5:$B$14,0),1)&IF(AH59=\"Exterior\",\": \"&'Buildings and Areas'!$H$4,\"\"),\"\")","v":""},{"$f":"IFERROR(INDEX('Buildings and Areas'!H$5:H$14,MATCH($C59,'Buildings and Areas'!$B$5:$B$14,0),1),\"\")","v":""},{"$f":"IFERROR(IF(INDEX('Buildings and Areas'!L$5:L$14,MATCH($C59,'Buildings and Areas'!$B$5:$B$14,0),1)=\"\",\"Deemed\",INDEX('Buildings and Areas'!L$5:L$14,MATCH($C59,'Buildings and Areas'!$B$5:$B$14,0),1)),\"\")","v":""},{"$f":"IFERROR(IF(INDEX('Buildings and Areas'!M$5:M$14,MATCH($C59,'Buildings and Areas'!$B$5:$B$14,0),1)=\"\",\"Deemed\",INDEX('Buildings and Areas'!M$5:M$14,MATCH($C59,'Buildings and Areas'!$B$5:$B$14,0),1)),\"\")","v":""},{"$f":"IFERROR(INDEX('Buildings and Areas'!P$5:P$14,MATCH($C59,'Buildings and Areas'!$B$5:$B$14,0),1),0)","v":0},{"$f":"IFERROR(INDEX('Buildings and Areas'!Q$5:Q$14,MATCH($C59,'Buildings and Areas'!$B$5:$B$14,0),1),0)","v":0},{"$f":"IF(OR($AG59=\"\",$E59=\"\",$F59=\"\"),0,IF($F$124>0.1,(VLOOKUP($E59,'Fixture Descriptions'!$A:$I,8,0)/1000)*(1-$G$124),(VLOOKUP($E59,'Fixture Descriptions'!$A:$I,8,0)/1000)))","v":0},0,0,0,0,{"$f":"IFERROR(IF(AH59=\"Exterior\",1,IF(ProjectType=\"New Construction\",1-'Factor Tables'!$C$46,1-INDEX('Factor Tables'!C$46:C$51,MATCH(Inventory!$H59,'Factor Tables'!$B$46:$B$51,0)))),1)","v":1},{"$f":"IF(I59=\"REMOVED\",0,IF($AD59<>\"\",VLOOKUP($AD59,'Fixture Descriptions'!$A:$I,8,0)/1000,0))","v":0},0,0,0,0,0,0,0,{"$f":"IFERROR(IF(OR($AG59=\"\",$K59=\"\",AH59=\"Exterior\"),1,1-INDEX('Factor Tables'!C$46:D$51,MATCH(Inventory!$K59,'Factor Tables'!$B$46:$B$51,0),IF(ProjectType=\"Retrofit\",1,2))),1)","v":1},null,0,0,0,0,0,0,0,0,0,0,0,0,0,0,0,0,{"$f":"IFERROR(VLOOKUP(IF($AD59=\"Removed\",E59,$AD59),'Fixture Descriptions'!$A:$I,9,0),\"\")","v":0},{"$f":"IF($AD59=\"\",\"\",VLOOKUP($AD59,'Fixture Descriptions'!$A:$I,2,0))","v":""},{"$f":"IF(I59=\"\",\"\",IF(I59=\"Removed\",\"N/A\",IF(IFERROR(VLOOKUP(I59,'Fixture Schedule'!$C$9:$G$58,5,0),L59)=\"\",\"Not Qualified\",IFERROR(VLOOKUP(I59,'Fixture Schedule'!$C$9:$G$58,5,0),L59))))","v":""},{"$f":"IFERROR(INDEX('Utility Admin'!$F$3:$AW$3,1,MATCH(1,(CB$8='Utility Admin'!$F$1:$AW$1)*(Inventory!$AH59='Utility Admin'!$F$2:$AW$2)*(Inventory!$BY59=('Utility Admin'!$F$4:$AW$4)),0)),0)","v":0},{"$f":"IFERROR(INDEX('Utility Admin'!$F$3:$AW$3,1,MATCH(1,(CC$8='Utility Admin'!$F$1:$AW$1)*(Inventory!$AH59='Utility Admin'!$F$2:$AW$2)*(Inventory!$BY59=('Utility Admin'!$F$4:$AW$4)),0)),0)","v":0},{"$f":"IFERROR(INDEX('Utility Admin'!$F$3:$AW$3,1,MATCH(1,(CB$8='Utility Admin'!$F$1:$AW$1)*(Inventory!$AH59='Utility Admin'!$F$2:$AW$2)*(\"Lighting Controls\"=('Utility Admin'!$F$4:$AW$4)),0)),0)","v":0},{"$f":"IFERROR(INDEX('Utility Admin'!$F$3:$AW$3,1,MATCH(1,(CC$8='Utility Admin'!$F$1:$AW$1)*(Inventory!$AH59='Utility Admin'!$F$2:$AW$2)*(\"Lighting Controls\"=('Utility Admin'!$F$4:$AW$4)),0)),0)","v":0},false]
[null,52,null,null,null,null,null,null,null,null,null,null,null,{"$f":"IF(OR(I60=\"\",J60=\"\",AND(ProjectType=\"Retrofit\",OR(E60=\"\",F60=\"\"))),\"-\",IF(OR(CA60=0,CA60=\"Not Qualified\"),\"N\",IFERROR(INDEX('Fixture Descriptions'!K:K,MATCH(AD60,'Fixture Descriptions'!A:A,0)),\"N\")))","v":"-"},0,0,0,0,0,0,0,0,0,{"$f":"ROUND(IFERROR(IF($AE$7,BI60*MaxIncentive,Inventory!Z60),0),2)","v":0},0,0,0,0,0,{"$f":"IF(I60=\"\",\"\",IFERROR(VLOOKUP(I60,'Fixture Schedule'!$C$9:$D$58,2,0),I60))","v":""},{"$f":"10","v":10},{"$f":"IFERROR(VLOOKUP(IF(I60=\"REMOVED\",E60,AD60),'Fixture Descriptions'!A:J,10,FALSE),0)","v":0},{"$f":"IFERROR(INDEX('Buildings and Areas'!D$5:D$14,MATCH($C60,'Buildings and Areas'!$B$5:$B$14,0),1),\"\")","v":""},{"$f":"IFERROR(INDEX('Buildings and Areas'!C$5:C$14,MATCH($C60,'Buildings and Areas'!$B$5:$B$14,0),1),\"\")","v":""},{"$f":"IFERROR(INDEX('Buildings and Areas'!R$5:R$14,MATCH($C60,'Buildings and Areas'!$B$5:$B$14,0),1),0)","v":0},{"$f":"IFERROR(INDEX('Buildings and Areas'!S$5:S$14,MATCH($C60,'Buildings and Areas'!$B$5:$B$14,0),1),0)","v":0},{"$f":"IFERROR(INDEX('Buildings and Areas'!T$5:T$14,MATCH($C60,'Buildings and Areas'!$B$5:$B$14,0),1),0)","v":0},{"$f":"IFERROR(INDEX('Buildings and Areas'!O$5:O$14,MATCH($C60,'Buildings and Areas'!$B$5:$B$14,0),1),\"\")","v":""},{"$f":"IFERROR(INDEX('Buildings and Areas'!F$5:F$14,MATCH($C60,'Buildings and Areas'!$B$5:$B$14,0),1)&IF(AH60=\"Exterior\",\": \"&'Buildings and Areas'!$H$4,\"\"),\"\")","v":""},{"$f":"IFERROR(INDEX('Buildings and Areas'!H$5:H$14,MATCH($C60,'Buildings and Areas'!$B$5:$B$14,0),1),\"\")","v":""},{"$f":"IFERROR(IF(INDEX('Buildings and Areas'!L$5:L$14,MATCH($C60,'Buildings and Areas'!$B$5:$B$14,0),1)=\"\",\"Deemed\",INDEX('Buildings and Areas'!L$5:L$14,MATCH($C60,'Buildings and Areas'!$B$5:$B$14,0),1)),\"\")","v":""},{"$f":"IFERROR(IF(INDEX('Buildings and Areas'!M$5:M$14,MATCH($C60,'Buildings and Areas'!$B$5:$B$14,0),1)=\"\",\"Deemed\",INDEX('Buildings and Areas'!M$5:M$14,MATCH($C60,'Buildings and Areas'!$B$5:$B$14,0),1)),\"\")","v":""},{"$f":"IFERROR(INDEX('Buildings and Areas'!P$5:P$14,MATCH($C60,'Buildings and Areas'!$B$5:$B$14,0),1),0)","v":0},{"$f":"IFERROR(INDEX('Buildings and Areas'!Q$5:Q$14,MATCH($C60,'Buildings and Areas'!$B$5:$B$14,0),1),0)","v":0},{"$f":"IF(OR($AG60=\"\",$E60=\"\",$F60=\"\"),0,IF($F$124>0.1,(VLOOKUP($E60,'Fixture Descriptions'!$A:$I,8,0)/1000)*(1-$G$124),(VLOOKUP($E60,'Fixture Descriptions'!$A:$I,8,0)/1000)))","v":0},0,0,0,0,{"$f":"IFERROR(IF(AH60=\"Exterior\",1,IF(ProjectType=\"New Construction\",1-'Factor Tables'!$C$46,1-INDEX('Factor Tables'!C$46:C$51,MATCH(Inventory!$H60,'Factor Tables'!$B$46:$B$51,0)))),1)","v":1},{"$f":"IF(I60=\"REMOVED\",0,IF($AD60<>\"\",VLOOKUP($AD60,'Fixture Descriptions'!$A:$I,8,0)/1000,0))","v":0},0,0,0,0,0,0,0,{"$f":"IFERROR(IF(OR($AG60=\"\",$K60=\"\",AH60=\"Exterior\"),1,1-INDEX('Factor Tables'!C$46:D$51,MATCH(Inventory!$K60,'Factor Tables'!$B$46:$B$51,0),IF(ProjectType=\"Retrofit\",1,2))),1)","v":1},null,0,0,0,0,0,0,0,0,0,0,0,0,0,0,0,0,{"$f":"IFERROR(VLOOKUP(IF($AD60=\"Removed\",E60,$AD60),'Fixture Descriptions'!$A:$I,9,0),\"\")","v":0},{"$f":"IF($AD60=\"\",\"\",VLOOKUP($AD60,'Fixture Descriptions'!$A:$I,2,0))","v":""},{"$f":"IF(I60=\"\",\"\",IF(I60=\"Removed\",\"N/A\",IF(IFERROR(VLOOKUP(I60,'Fixture Schedule'!$C$9:$G$58,5,0),L60)=\"\",\"Not Qualified\",IFERROR(VLOOKUP(I60,'Fixture Schedule'!$C$9:$G$58,5,0),L60))))","v":""},{"$f":"IFERROR(INDEX('Utility Admin'!$F$3:$AW$3,1,MATCH(1,(CB$8='Utility Admin'!$F$1:$AW$1)*(Inventory!$AH60='Utility Admin'!$F$2:$AW$2)*(Inventory!$BY60=('Utility Admin'!$F$4:$AW$4)),0)),0)","v":0},{"$f":"IFERROR(INDEX('Utility Admin'!$F$3:$AW$3,1,MATCH(1,(CC$8='Utility Admin'!$F$1:$AW$1)*(Inventory!$AH60='Utility Admin'!$F$2:$AW$2)*(Inventory!$BY60=('Utility Admin'!$F$4:$AW$4)),0)),0)","v":0},{"$f":"IFERROR(INDEX('Utility Admin'!$F$3:$AW$3,1,MATCH(1,(CB$8='Utility Admin'!$F$1:$AW$1)*(Inventory!$AH60='Utility Admin'!$F$2:$AW$2)*(\"Lighting Controls\"=('Utility Admin'!$F$4:$AW$4)),0)),0)","v":0},{"$f":"IFERROR(INDEX('Utility Admin'!$F$3:$AW$3,1,MATCH(1,(CC$8='Utility Admin'!$F$1:$AW$1)*(Inventory!$AH60='Utility Admin'!$F$2:$AW$2)*(\"Lighting Controls\"=('Utility Admin'!$F$4:$AW$4)),0)),0)","v":0},false]
[null,53,null,null,null,null,null,null,null,null,null,null,null,{"$f":"IF(OR(I61=\"\",J61=\"\",AND(ProjectType=\"Retrofit\",OR(E61=\"\",F61=\"\"))),\"-\",IF(OR(CA61=0,CA61=\"Not Qualified\"),\"N\",IFERROR(INDEX('Fixture Descriptions'!K:K,MATCH(AD61,'Fixture Descriptions'!A:A,0)),\"N\")))","v":"-"},0,0,0,0,0,0,0,0,0,{"$f":"ROUND(IFERROR(IF($AE$7,BI61*MaxIncentive,Inventory!Z61),0),2)","v":0},0,0,0,0,0,{"$f":"IF(I61=\"\",\"\",IFERROR(VLOOKUP(I61,'Fixture Schedule'!$C$9:$D$58,2,0),I61))","v":""},{"$f":"10","v":10},{"$f":"IFERROR(VLOOKUP(IF(I61=\"REMOVED\",E61,AD61),'Fixture Descriptions'!A:J,10,FALSE),0)","v":0},{"$f":"IFERROR(INDEX('Buildings and Areas'!D$5:D$14,MATCH($C61,'Buildings and Areas'!$B$5:$B$14,0),1),\"\")","v":""},{"$f":"IFERROR(INDEX('Buildings and Areas'!C$5:C$14,MATCH($C61,'Buildings and Areas'!$B$5:$B$14,0),1),\"\")","v":""},{"$f":"IFERROR(INDEX('Buildings and Areas'!R$5:R$14,MATCH($C61,'Buildings and Areas'!$B$5:$B$14,0),1),0)","v":0},{"$f":"IFERROR(INDEX('Buildings and Areas'!S$5:S$14,MATCH($C61,'Buildings and Areas'!$B$5:$B$14,0),1),0)","v":0},{"$f":"IFERROR(INDEX('Buildings and Areas'!T$5:T$14,MATCH($C61,'Buildings and Areas'!$B$5:$B$14,0),1),0)","v":0},{"$f":"IFERROR(INDEX('Buildings and Areas'!O$5:O$14,MATCH($C61,'Buildings and Areas'!$B$5:$B$14,0),1),\"\")","v":""},{"$f":"IFERROR(INDEX('Buildings and Areas'!F$5:F$14,MATCH($C61,'Buildings and Areas'!$B$5:$B$14,0),1)&IF(AH61=\"Exterior\",\": \"&'Buildings and Areas'!$H$4,\"\"),\"\")","v":""},{"$f":"IFERROR(INDEX('Buildings and Areas'!H$5:H$14,MATCH($C61,'Buildings and Areas'!$B$5:$B$14,0),1),\"\")","v":""},{"$f":"IFERROR(IF(INDEX('Buildings and Areas'!L$5:L$14,MATCH($C61,'Buildings and Areas'!$B$5:$B$14,0),1)=\"\",\"Deemed\",INDEX('Buildings and Areas'!L$5:L$14,MATCH($C61,'Buildings and Areas'!$B$5:$B$14,0),1)),\"\")","v":""},{"$f":"IFERROR(IF(INDEX('Buildings and Areas'!M$5:M$14,MATCH($C61,'Buildings and Areas'!$B$5:$B$14,0),1)=\"\",\"Deemed\",INDEX('Buildings and Areas'!M$5:M$14,MATCH($C61,'Buildings and Areas'!$B$5:$B$14,0),1)),\"\")","v":""},{"$f":"IFERROR(INDEX('Buildings and Areas'!P$5:P$14,MATCH($C61,'Buildings and Areas'!$B$5:$B$14,0),1),0)","v":0},{"$f":"IFERROR(INDEX('Buildings and Areas'!Q$5:Q$14,MATCH($C61,'Buildings and Areas'!$B$5:$B$14,0),1),0)","v":0},{"$f":"IF(OR($AG61=\"\",$E61=\"\",$F61=\"\"),0,IF($F$124>0.1,(VLOOKUP($E61,'Fixture Descriptions'!$A:$I,8,0)/1000)*(1-$G$124),(VLOOKUP($E61,'Fixture Descriptions'!$A:$I,8,0)/1000)))","v":0},0,0,0,0,{"$f":"IFERROR(IF(AH61=\"Exterior\",1,IF(ProjectType=\"New Construction\",1-'Factor Tables'!$C$46,1-INDEX('Factor Tables'!C$46:C$51,MATCH(Inventory!$H61,'Factor Tables'!$B$46:$B$51,0)))),1)","v":1},{"$f":"IF(I61=\"REMOVED\",0,IF($AD61<>\"\",VLOOKUP($AD61,'Fixture Descriptions'!$A:$I,8,0)/1000,0))","v":0},0,0,0,0,0,0,0,{"$f":"IFERROR(IF(OR($AG61=\"\",$K61=\"\",AH61=\"Exterior\"),1,1-INDEX('Factor Tables'!C$46:D$51,MATCH(Inventory!$K61,'Factor Tables'!$B$46:$B$51,0),IF(ProjectType=\"Retrofit\",1,2))),1)","v":1},null,0,0,0,0,0,0,0,0,0,0,0,0,0,0,0,0,{"$f":"IFERROR(VLOOKUP(IF($AD61=\"Removed\",E61,$AD61),'Fixture Descriptions'!$A:$I,9,0),\"\")","v":0},{"$f":"IF($AD61=\"\",\"\",VLOOKUP($AD61,'Fixture Descriptions'!$A:$I,2,0))","v":""},{"$f":"IF(I61=\"\",\"\",IF(I61=\"Removed\",\"N/A\",IF(IFERROR(VLOOKUP(I61,'Fixture Schedule'!$C$9:$G$58,5,0),L61)=\"\",\"Not Qualified\",IFERROR(VLOOKUP(I61,'Fixture Schedule'!$C$9:$G$58,5,0),L61))))","v":""},{"$f":"IFERROR(INDEX('Utility Admin'!$F$3:$AW$3,1,MATCH(1,(CB$8='Utility Admin'!$F$1:$AW$1)*(Inventory!$AH61='Utility Admin'!$F$2:$AW$2)*(Inventory!$BY61=('Utility Admin'!$F$4:$AW$4)),0)),0)","v":0},{"$f":"IFERROR(INDEX('Utility Admin'!$F$3:$AW$3,1,MATCH(1,(CC$8='Utility Admin'!$F$1:$AW$1)*(Inventory!$AH61='Utility Admin'!$F$2:$AW$2)*(Inventory!$BY61=('Utility Admin'!$F$4:$AW$4)),0)),0)","v":0},{"$f":"IFERROR(INDEX('Utility Admin'!$F$3:$AW$3,1,MATCH(1,(CB$8='Utility Admin'!$F$1:$AW$1)*(Inventory!$AH61='Utility Admin'!$F$2:$AW$2)*(\"Lighting Controls\"=('Utility Admin'!$F$4:$AW$4)),0)),0)","v":0},{"$f":"IFERROR(INDEX('Utility Admin'!$F$3:$AW$3,1,MATCH(1,(CC$8='Utility Admin'!$F$1:$AW$1)*(Inventory!$AH61='Utility Admin'!$F$2:$AW$2)*(\"Lighting Controls\"=('Utility Admin'!$F$4:$AW$4)),0)),0)","v":0},false]
[null,54,null,null,null,null,null,null,null,null,null,null,null,{"$f":"IF(OR(I62=\"\",J62=\"\",AND(ProjectType=\"Retrofit\",OR(E62=\"\",F62=\"\"))),\"-\",IF(OR(CA62=0,CA62=\"Not Qualified\"),\"N\",IFERROR(INDEX('Fixture Descriptions'!K:K,MATCH(AD62,'Fixture Descriptions'!A:A,0)),\"N\")))","v":"-"},0,0,0,0,0,0,0,0,0,{"$f":"ROUND(IFERROR(IF($AE$7,BI62*MaxIncentive,Inventory!Z62),0),2)","v":0},0,0,0,0,0,{"$f":"IF(I62=\"\",\"\",IFERROR(VLOOKUP(I62,'Fixture Schedule'!$C$9:$D$58,2,0),I62))","v":""},{"$f":"10","v":10},{"$f":"IFERROR(VLOOKUP(IF(I62=\"REMOVED\",E62,AD62),'Fixture Descriptions'!A:J,10,FALSE),0)","v":0},{"$f":"IFERROR(INDEX('Buildings and Areas'!D$5:D$14,MATCH($C62,'Buildings and Areas'!$B$5:$B$14,0),1),\"\")","v":""},{"$f":"IFERROR(INDEX('Buildings and Areas'!C$5:C$14,MATCH($C62,'Buildings and Areas'!$B$5:$B$14,0),1),\"\")","v":""},{"$f":"IFERROR(INDEX('Buildings and Areas'!R$5:R$14,MATCH($C62,'Buildings and Areas'!$B$5:$B$14,0),1),0)","v":0},{"$f":"IFERROR(INDEX('Buildings and Areas'!S$5:S$14,MATCH($C62,'Buildings and Areas'!$B$5:$B$14,0),1),0)","v":0},{"$f":"IFERROR(INDEX('Buildings and Areas'!T$5:T$14,MATCH($C62,'Buildings and Areas'!$B$5:$B$14,0),1),0)","v":0},{"$f":"IFERROR(INDEX('Buildings and Areas'!O$5:O$14,MATCH($C62,'Buildings and Areas'!$B$5:$B$14,0),1),\"\")","v":""},{"$f":"IFERROR(INDEX('Buildings and Areas'!F$5:F$14,MATCH($C62,'Buildings and Areas'!$B$5:$B$14,0),1)&IF(AH62=\"Exterior\",\": \"&'Buildings and Areas'!$H$4,\"\"),\"\")","v":""},{"$f":"IFERROR(INDEX('Buildings and Areas'!H$5:H$14,MATCH($C62,'Buildings and Areas'!$B$5:$B$14,0),1),\"\")","v":""},{"$f":"IFERROR(IF(INDEX('Buildings and Areas'!L$5:L$14,MATCH($C62,'Buildings and Areas'!$B$5:$B$14,0),1)=\"\",\"Deemed\",INDEX('Buildings and Areas'!L$5:L$14,MATCH($C62,'Buildings and Areas'!$B$5:$B$14,0),1)),\"\")","v":""},{"$f":"IFERROR(IF(INDEX('Buildings and Areas'!M$5:M$14,MATCH($C62,'Buildings and Areas'!$B$5:$B$14,0),1)=\"\",\"Deemed\",INDEX('Buildings and Areas'!M$5:M$14,MATCH($C62,'Buildings and Areas'!$B$5:$B$14,0),1)),\"\")","v":""},{"$f":"IFERROR(INDEX('Buildings and Areas'!P$5:P$14,MATCH($C62,'Buildings and Areas'!$B$5:$B$14,0),1),0)","v":0},{"$f":"IFERROR(INDEX('Buildings and Areas'!Q$5:Q$14,MATCH($C62,'Buildings and Areas'!$B$5:$B$14,0),1),0)","v":0},{"$f":"IF(OR($AG62=\"\",$E62=\"\",$F62=\"\"),0,IF($F$124>0.1,(VLOOKUP($E62,'Fixture Descriptions'!$A:$I,8,0)/1000)*(1-$G$124),(VLOOKUP($E62,'Fixture Descriptions'!$A:$I,8,0)/1000)))","v":0},0,0,0,0,{"$f":"IFERROR(IF(AH62=\"Exterior\",1,IF(ProjectType=\"New Construction\",1-'Factor Tables'!$C$46,1-INDEX('Factor Tables'!C$46:C$51,MATCH(Inventory!$H62,'Factor Tables'!$B$46:$B$51,0)))),1)","v":1},{"$f":"IF(I62=\"REMOVED\",0,IF($AD62<>\"\",VLOOKUP($AD62,'Fixture Descriptions'!$A:$I,8,0)/1000,0))","v":0},0,0,0,0,0,0,0,{"$f":"IFERROR(IF(OR($AG62=\"\",$K62=\"\",AH62=\"Exterior\"),1,1-INDEX('Factor Tables'!C$46:D$51,MATCH(Inventory!$K62,'Factor Tables'!$B$46:$B$51,0),IF(ProjectType=\"Retrofit\",1,2))),1)","v":1},null,0,0,0,0,0,0,0,0,0,0,0,0,0,0,0,0,{"$f":"IFERROR(VLOOKUP(IF($AD62=\"Removed\",E62,$AD62),'Fixture Descriptions'!$A:$I,9,0),\"\")","v":0},{"$f":"IF($AD62=\"\",\"\",VLOOKUP($AD62,'Fixture Descriptions'!$A:$I,2,0))","v":""},{"$f":"IF(I62=\"\",\"\",IF(I62=\"Removed\",\"N/A\",IF(IFERROR(VLOOKUP(I62,'Fixture Schedule'!$C$9:$G$58,5,0),L62)=\"\",\"Not Qualified\",IFERROR(VLOOKUP(I62,'Fixture Schedule'!$C$9:$G$58,5,0),L62))))","v":""},{"$f":"IFERROR(INDEX('Utility Admin'!$F$3:$AW$3,1,MATCH(1,(CB$8='Utility Admin'!$F$1:$AW$1)*(Inventory!$AH62='Utility Admin'!$F$2:$AW$2)*(Inventory!$BY62=('Utility Admin'!$F$4:$AW$4)),0)),0)","v":0},{"$f":"IFERROR(INDEX('Utility Admin'!$F$3:$AW$3,1,MATCH(1,(CC$8='Utility Admin'!$F$1:$AW$1)*(Inventory!$AH62='Utility Admin'!$F$2:$AW$2)*(Inventory!$BY62=('Utility Admin'!$F$4:$AW$4)),0)),0)","v":0},{"$f":"IFERROR(INDEX('Utility Admin'!$F$3:$AW$3,1,MATCH(1,(CB$8='Utility Admin'!$F$1:$AW$1)*(Inventory!$AH62='Utility Admin'!$F$2:$AW$2)*(\"Lighting Controls\"=('Utility Admin'!$F$4:$AW$4)),0)),0)","v":0},{"$f":"IFERROR(INDEX('Utility Admin'!$F$3:$AW$3,1,MATCH(1,(CC$8='Utility Admin'!$F$1:$AW$1)*(Inventory!$AH62='Utility Admin'!$F$2:$AW$2)*(\"Lighting Controls\"=('Utility Admin'!$F$4:$AW$4)),0)),0)","v":0},false]
[null,55,null,null,null,null,null,null,null,null,null,null,null,{"$f":"IF(OR(I63=\"\",J63=\"\",AND(ProjectType=\"Retrofit\",OR(E63=\"\",F63=\"\"))),\"-\",IF(OR(CA63=0,CA63=\"Not Qualified\"),\"N\",IFERROR(INDEX('Fixture Descriptions'!K:K,MATCH(AD63,'Fixture Descriptions'!A:A,0)),\"N\")))","v":"-"},0,0,0,0,0,0,0,0,0,{"$f":"ROUND(IFERROR(IF($AE$7,BI63*MaxIncentive,Inventory!Z63),0),2)","v":0},0,0,0,0,0,{"$f":"IF(I63=\"\",\"\",IFERROR(VLOOKUP(I63,'Fixture Schedule'!$C$9:$D$58,2,0),I63))","v":""},{"$f":"10","v":10},{"$f":"IFERROR(VLOOKUP(IF(I63=\"REMOVED\",E63,AD63),'Fixture Descriptions'!A:J,10,FALSE),0)","v":0},{"$f":"IFERROR(INDEX('Buildings and Areas'!D$5:D$14,MATCH($C63,'Buildings and Areas'!$B$5:$B$14,0),1),\"\")","v":""},{"$f":"IFERROR(INDEX('Buildings and Areas'!C$5:C$14,MATCH($C63,'Buildings and Areas'!$B$5:$B$14,0),1),\"\")","v":""},{"$f":"IFERROR(INDEX('Buildings and Areas'!R$5:R$14,MATCH($C63,'Buildings and Areas'!$B$5:$B$14,0),1),0)","v":0},{"$f":"IFERROR(INDEX('Buildings and Areas'!S$5:S$14,MATCH($C63,'Buildings and Areas'!$B$5:$B$14,0),1),0)","v":0},{"$f":"IFERROR(INDEX('Buildings and Areas'!T$5:T$14,MATCH($C63,'Buildings and Areas'!$B$5:$B$14,0),1),0)","v":0},{"$f":"IFERROR(INDEX('Buildings and Areas'!O$5:O$14,MATCH($C63,'Buildings and Areas'!$B$5:$B$14,0),1),\"\")","v":""},{"$f":"IFERROR(INDEX('Buildings and Areas'!F$5:F$14,MATCH($C63,'Buildings and Areas'!$B$5:$B$14,0),1)&IF(AH63=\"Exterior\",\": \"&'Buildings and Areas'!$H$4,\"\"),\"\")","v":""},{"$f":"IFERROR(INDEX('Buildings and Areas'!H$5:H$14,MATCH($C63,'Buildings and Areas'!$B$5:$B$14,0),1),\"\")","v":""},{"$f":"IFERROR(IF(INDEX('Buildings and Areas'!L$5:L$14,MATCH($C63,'Buildings and Areas'!$B$5:$B$14,0),1)=\"\",\"Deemed\",INDEX('Buildings and Areas'!L$5:L$14,MATCH($C63,'Buildings and Areas'!$B$5:$B$14,0),1)),\"\")","v":""},{"$f":"IFERROR(IF(INDEX('Buildings and Areas'!M$5:M$14,MATCH($C63,'Buildings and Areas'!$B$5:$B$14,0),1)=\"\",\"Deemed\",INDEX('Buildings and Areas'!M$5:M$14,MATCH($C63,'Buildings and Areas'!$B$5:$B$14,0),1)),\"\")","v":""},{"$f":"IFERROR(INDEX('Buildings and Areas'!P$5:P$14,MATCH($C63,'Buildings and Areas'!$B$5:$B$14,0),1),0)","v":0},{"$f":"IFERROR(INDEX('Buildings and Areas'!Q$5:Q$14,MATCH($C63,'Buildings and Areas'!$B$5:$B$14,0),1),0)","v":0},{"$f":"IF(OR($AG63=\"\",$E63=\"\",$F63=\"\"),0,IF($F$124>0.1,(VLOOKUP($E63,'Fixture Descriptions'!$A:$I,8,0)/1000)*(1-$G$124),(VLOOKUP($E63,'Fixture Descriptions'!$A:$I,8,0)/1000)))","v":0},0,0,0,0,{"$f":"IFERROR(IF(AH63=\"Exterior\",1,IF(ProjectType=\"New Construction\",1-'Factor Tables'!$C$46,1-INDEX('Factor Tables'!C$46:C$51,MATCH(Inventory!$H63,'Factor Tables'!$B$46:$B$51,0)))),1)","v":1},{"$f":"IF(I63=\"REMOVED\",0,IF($AD63<>\"\",VLOOKUP($AD63,'Fixture Descriptions'!$A:$I,8,0)/1000,0))","v":0},0,0,0,0,0,0,0,{"$f":"IFERROR(IF(OR($AG63=\"\",$K63=\"\",AH63=\"Exterior\"),1,1-INDEX('Factor Tables'!C$46:D$51,MATCH(Inventory!$K63,'Factor Tables'!$B$46:$B$51,0),IF(ProjectType=\"Retrofit\",1,2))),1)","v":1},null,0,0,0,0,0,0,0,0,0,0,0,0,0,0,0,0,{"$f":"IFERROR(VLOOKUP(IF($AD63=\"Removed\",E63,$AD63),'Fixture Descriptions'!$A:$I,9,0),\"\")","v":0},{"$f":"IF($AD63=\"\",\"\",VLOOKUP($AD63,'Fixture Descriptions'!$A:$I,2,0))","v":""},{"$f":"IF(I63=\"\",\"\",IF(I63=\"Removed\",\"N/A\",IF(IFERROR(VLOOKUP(I63,'Fixture Schedule'!$C$9:$G$58,5,0),L63)=\"\",\"Not Qualified\",IFERROR(VLOOKUP(I63,'Fixture Schedule'!$C$9:$G$58,5,0),L63))))","v":""},{"$f":"IFERROR(INDEX('Utility Admin'!$F$3:$AW$3,1,MATCH(1,(CB$8='Utility Admin'!$F$1:$AW$1)*(Inventory!$AH63='Utility Admin'!$F$2:$AW$2)*(Inventory!$BY63=('Utility Admin'!$F$4:$AW$4)),0)),0)","v":0},{"$f":"IFERROR(INDEX('Utility Admin'!$F$3:$AW$3,1,MATCH(1,(CC$8='Utility Admin'!$F$1:$AW$1)*(Inventory!$AH63='Utility Admin'!$F$2:$AW$2)*(Inventory!$BY63=('Utility Admin'!$F$4:$AW$4)),0)),0)","v":0},{"$f":"IFERROR(INDEX('Utility Admin'!$F$3:$AW$3,1,MATCH(1,(CB$8='Utility Admin'!$F$1:$AW$1)*(Inventory!$AH63='Utility Admin'!$F$2:$AW$2)*(\"Lighting Controls\"=('Utility Admin'!$F$4:$AW$4)),0)),0)","v":0},{"$f":"IFERROR(INDEX('Utility Admin'!$F$3:$AW$3,1,MATCH(1,(CC$8='Utility Admin'!$F$1:$AW$1)*(Inventory!$AH63='Utility Admin'!$F$2:$AW$2)*(\"Lighting Controls\"=('Utility Admin'!$F$4:$AW$4)),0)),0)","v":0},false]
[null,56,null,null,null,null,null,null,null,null,null,null,null,{"$f":"IF(OR(I64=\"\",J64=\"\",AND(ProjectType=\"Retrofit\",OR(E64=\"\",F64=\"\"))),\"-\",IF(OR(CA64=0,CA64=\"Not Qualified\"),\"N\",IFERROR(INDEX('Fixture Descriptions'!K:K,MATCH(AD64,'Fixture Descriptions'!A:A,0)),\"N\")))","v":"-"},0,0,0,0,0,0,0,0,0,{"$f":"ROUND(IFERROR(IF($AE$7,BI64*MaxIncentive,Inventory!Z64),0),2)","v":0},0,0,0,0,0,{"$f":"IF(I64=\"\",\"\",IFERROR(VLOOKUP(I64,'Fixture Schedule'!$C$9:$D$58,2,0),I64))","v":""},{"$f":"10","v":10},{"$f":"IFERROR(VLOOKUP(IF(I64=\"REMOVED\",E64,AD64),'Fixture Descriptions'!A:J,10,FALSE),0)","v":0},{"$f":"IFERROR(INDEX('Buildings and Areas'!D$5:D$14,MATCH($C64,'Buildings and Areas'!$B$5:$B$14,0),1),\"\")","v":""},{"$f":"IFERROR(INDEX('Buildings and Areas'!C$5:C$14,MATCH($C64,'Buildings and Areas'!$B$5:$B$14,0),1),\"\")","v":""},{"$f":"IFERROR(INDEX('Buildings and Areas'!R$5:R$14,MATCH($C64,'Buildings and Areas'!$B$5:$B$14,0),1),0)","v":0},{"$f":"IFERROR(INDEX('Buildings and Areas'!S$5:S$14,MATCH($C64,'Buildings and Areas'!$B$5:$B$14,0),1),0)","v":0},{"$f":"IFERROR(INDEX('Buildings and Areas'!T$5:T$14,MATCH($C64,'Buildings and Areas'!$B$5:$B$14,0),1),0)","v":0},{"$f":"IFERROR(INDEX('Buildings and Areas'!O$5:O$14,MATCH($C64,'Buildings and Areas'!$B$5:$B$14,0),1),\"\")","v":""},{"$f":"IFERROR(INDEX('Buildings and Areas'!F$5:F$14,MATCH($C64,'Buildings and Areas'!$B$5:$B$14,0),1)&IF(AH64=\"Exterior\",\": \"&'Buildings and Areas'!$H$4,\"\"),\"\")","v":""},{"$f":"IFERROR(INDEX('Buildings and Areas'!H$5:H$14,MATCH($C64,'Buildings and Areas'!$B$5:$B$14,0),1),\"\")","v":""},{"$f":"IFERROR(IF(INDEX('Buildings and Areas'!L$5:L$14,MATCH($C64,'Buildings and Areas'!$B$5:$B$14,0),1)=\"\",\"Deemed\",INDEX('Buildings and Areas'!L$5:L$14,MATCH($C64,'Buildings and Areas'!$B$5:$B$14,0),1)),\"\")","v":""},{"$f":"IFERROR(IF(INDEX('Buildings and Areas'!M$5:M$14,MATCH($C64,'Buildings and Areas'!$B$5:$B$14,0),1)=\"\",\"Deemed\",INDEX('Buildings and Areas'!M$5:M$14,MATCH($C64,'Buildings and Areas'!$B$5:$B$14,0),1)),\"\")","v":""},{"$f":"IFERROR(INDEX('Buildings and Areas'!P$5:P$14,MATCH($C64,'Buildings and Areas'!$B$5:$B$14,0),1),0)","v":0},{"$f":"IFERROR(INDEX('Buildings and Areas'!Q$5:Q$14,MATCH($C64,'Buildings and Areas'!$B$5:$B$14,0),1),0)","v":0},{"$f":"IF(OR($AG64=\"\",$E64=\"\",$F64=\"\"),0,IF($F$124>0.1,(VLOOKUP($E64,'Fixture Descriptions'!$A:$I,8,0)/1000)*(1-$G$124),(VLOOKUP($E64,'Fixture Descriptions'!$A:$I,8,0)/1000)))","v":0},0,0,0,0,{"$f":"IFERROR(IF(AH64=\"Exterior\",1,IF(ProjectType=\"New Construction\",1-'Factor Tables'!$C$46,1-INDEX('Factor Tables'!C$46:C$51,MATCH(Inventory!$H64,'Factor Tables'!$B$46:$B$51,0)))),1)","v":1},{"$f":"IF(I64=\"REMOVED\",0,IF($AD64<>\"\",VLOOKUP($AD64,'Fixture Descriptions'!$A:$I,8,0)/1000,0))","v":0},0,0,0,0,0,0,0,{"$f":"IFERROR(IF(OR($AG64=\"\",$K64=\"\",AH64=\"Exterior\"),1,1-INDEX('Factor Tables'!C$46:D$51,MATCH(Inventory!$K64,'Factor Tables'!$B$46:$B$51,0),IF(ProjectType=\"Retrofit\",1,2))),1)","v":1},null,0,0,0,0,0,0,0,0,0,0,0,0,0,0,0,0,{"$f":"IFERROR(VLOOKUP(IF($AD64=\"Removed\",E64,$AD64),'Fixture Descriptions'!$A:$I,9,0),\"\")","v":0},{"$f":"IF($AD64=\"\",\"\",VLOOKUP($AD64,'Fixture Descriptions'!$A:$I,2,0))","v":""},{"$f":"IF(I64=\"\",\"\",IF(I64=\"Removed\",\"N/A\",IF(IFERROR(VLOOKUP(I64,'Fixture Schedule'!$C$9:$G$58,5,0),L64)=\"\",\"Not Qualified\",IFERROR(VLOOKUP(I64,'Fixture Schedule'!$C$9:$G$58,5,0),L64))))","v":""},{"$f":"IFERROR(INDEX('Utility Admin'!$F$3:$AW$3,1,MATCH(1,(CB$8='Utility Admin'!$F$1:$AW$1)*(Inventory!$AH64='Utility Admin'!$F$2:$AW$2)*(Inventory!$BY64=('Utility Admin'!$F$4:$AW$4)),0)),0)","v":0},{"$f":"IFERROR(INDEX('Utility Admin'!$F$3:$AW$3,1,MATCH(1,(CC$8='Utility Admin'!$F$1:$AW$1)*(Inventory!$AH64='Utility Admin'!$F$2:$AW$2)*(Inventory!$BY64=('Utility Admin'!$F$4:$AW$4)),0)),0)","v":0},{"$f":"IFERROR(INDEX('Utility Admin'!$F$3:$AW$3,1,MATCH(1,(CB$8='Utility Admin'!$F$1:$AW$1)*(Inventory!$AH64='Utility Admin'!$F$2:$AW$2)*(\"Lighting Controls\"=('Utility Admin'!$F$4:$AW$4)),0)),0)","v":0},{"$f":"IFERROR(INDEX('Utility Admin'!$F$3:$AW$3,1,MATCH(1,(CC$8='Utility Admin'!$F$1:$AW$1)*(Inventory!$AH64='Utility Admin'!$F$2:$AW$2)*(\"Lighting Controls\"=('Utility Admin'!$F$4:$AW$4)),0)),0)","v":0},false]
[null,57,null,null,null,null,null,null,null,null,null,null,null,{"$f":"IF(OR(I65=\"\",J65=\"\",AND(ProjectType=\"Retrofit\",OR(E65=\"\",F65=\"\"))),\"-\",IF(OR(CA65=0,CA65=\"Not Qualified\"),\"N\",IFERROR(INDEX('Fixture Descriptions'!K:K,MATCH(AD65,'Fixture Descriptions'!A:A,0)),\"N\")))","v":"-"},0,0,0,0,0,0,0,0,0,{"$f":"ROUND(IFERROR(IF($AE$7,BI65*MaxIncentive,Inventory!Z65),0),2)","v":0},0,0,0,0,0,{"$f":"IF(I65=\"\",\"\",IFERROR(VLOOKUP(I65,'Fixture Schedule'!$C$9:$D$58,2,0),I65))","v":""},{"$f":"10","v":10},{"$f":"IFERROR(VLOOKUP(IF(I65=\"REMOVED\",E65,AD65),'Fixture Descriptions'!A:J,10,FALSE),0)","v":0},{"$f":"IFERROR(INDEX('Buildings and Areas'!D$5:D$14,MATCH($C65,'Buildings and Areas'!$B$5:$B$14,0),1),\"\")","v":""},{"$f":"IFERROR(INDEX('Buildings and Areas'!C$5:C$14,MATCH($C65,'Buildings and Areas'!$B$5:$B$14,0),1),\"\")","v":""},{"$f":"IFERROR(INDEX('Buildings and Areas'!R$5:R$14,MATCH($C65,'Buildings and Areas'!$B$5:$B$14,0),1),0)","v":0},{"$f":"IFERROR(INDEX('Buildings and Areas'!S$5:S$14,MATCH($C65,'Buildings and Areas'!$B$5:$B$14,0),1),0)","v":0},{"$f":"IFERROR(INDEX('Buildings and Areas'!T$5:T$14,MATCH($C65,'Buildings and Areas'!$B$5:$B$14,0),1),0)","v":0},{"$f":"IFERROR(INDEX('Buildings and Areas'!O$5:O$14,MATCH($C65,'Buildings and Areas'!$B$5:$B$14,0),1),\"\")","v":""},{"$f":"IFERROR(INDEX('Buildings and Areas'!F$5:F$14,MATCH($C65,'Buildings and Areas'!$B$5:$B$14,0),1)&IF(AH65=\"Exterior\",\": \"&'Buildings and Areas'!$H$4,\"\"),\"\")","v":""},{"$f":"IFERROR(INDEX('Buildings and Areas'!H$5:H$14,MATCH($C65,'Buildings and Areas'!$B$5:$B$14,0),1),\"\")","v":""},{"$f":"IFERROR(IF(INDEX('Buildings and Areas'!L$5:L$14,MATCH($C65,'Buildings and Areas'!$B$5:$B$14,0),1)=\"\",\"Deemed\",INDEX('Buildings and Areas'!L$5:L$14,MATCH($C65,'Buildings and Areas'!$B$5:$B$14,0),1)),\"\")","v":""},{"$f":"IFERROR(IF(INDEX('Buildings and Areas'!M$5:M$14,MATCH($C65,'Buildings and Areas'!$B$5:$B$14,0),1)=\"\",\"Deemed\",INDEX('Buildings and Areas'!M$5:M$14,MATCH($C65,'Buildings and Areas'!$B$5:$B$14,0),1)),\"\")","v":""},{"$f":"IFERROR(INDEX('Buildings and Areas'!P$5:P$14,MATCH($C65,'Buildings and Areas'!$B$5:$B$14,0),1),0)","v":0},{"$f":"IFERROR(INDEX('Buildings and Areas'!Q$5:Q$14,MATCH($C65,'Buildings and Areas'!$B$5:$B$14,0),1),0)","v":0},{"$f":"IF(OR($AG65=\"\",$E65=\"\",$F65=\"\"),0,IF($F$124>0.1,(VLOOKUP($E65,'Fixture Descriptions'!$A:$I,8,0)/1000)*(1-$G$124),(VLOOKUP($E65,'Fixture Descriptions'!$A:$I,8,0)/1000)))","v":0},0,0,0,0,{"$f":"IFERROR(IF(AH65=\"Exterior\",1,IF(ProjectType=\"New Construction\",1-'Factor Tables'!$C$46,1-INDEX('Factor Tables'!C$46:C$51,MATCH(Inventory!$H65,'Factor Tables'!$B$46:$B$51,0)))),1)","v":1},{"$f":"IF(I65=\"REMOVED\",0,IF($AD65<>\"\",VLOOKUP($AD65,'Fixture Descriptions'!$A:$I,8,0)/1000,0))","v":0},0,0,0,0,0,0,0,{"$f":"IFERROR(IF(OR($AG65=\"\",$K65=\"\",AH65=\"Exterior\"),1,1-INDEX('Factor Tables'!C$46:D$51,MATCH(Inventory!$K65,'Factor Tables'!$B$46:$B$51,0),IF(ProjectType=\"Retrofit\",1,2))),1)","v":1},null,0,0,0,0,0,0,0,0,0,0,0,0,0,0,0,0,{"$f":"IFERROR(VLOOKUP(IF($AD65=\"Removed\",E65,$AD65),'Fixture Descriptions'!$A:$I,9,0),\"\")","v":0},{"$f":"IF($AD65=\"\",\"\",VLOOKUP($AD65,'Fixture Descriptions'!$A:$I,2,0))","v":""},{"$f":"IF(I65=\"\",\"\",IF(I65=\"Removed\",\"N/A\",IF(IFERROR(VLOOKUP(I65,'Fixture Schedule'!$C$9:$G$58,5,0),L65)=\"\",\"Not Qualified\",IFERROR(VLOOKUP(I65,'Fixture Schedule'!$C$9:$G$58,5,0),L65))))","v":""},{"$f":"IFERROR(INDEX('Utility Admin'!$F$3:$AW$3,1,MATCH(1,(CB$8='Utility Admin'!$F$1:$AW$1)*(Inventory!$AH65='Utility Admin'!$F$2:$AW$2)*(Inventory!$BY65=('Utility Admin'!$F$4:$AW$4)),0)),0)","v":0},{"$f":"IFERROR(INDEX('Utility Admin'!$F$3:$AW$3,1,MATCH(1,(CC$8='Utility Admin'!$F$1:$AW$1)*(Inventory!$AH65='Utility Admin'!$F$2:$AW$2)*(Inventory!$BY65=('Utility Admin'!$F$4:$AW$4)),0)),0)","v":0},{"$f":"IFERROR(INDEX('Utility Admin'!$F$3:$AW$3,1,MATCH(1,(CB$8='Utility Admin'!$F$1:$AW$1)*(Inventory!$AH65='Utility Admin'!$F$2:$AW$2)*(\"Lighting Controls\"=('Utility Admin'!$F$4:$AW$4)),0)),0)","v":0},{"$f":"IFERROR(INDEX('Utility Admin'!$F$3:$AW$3,1,MATCH(1,(CC$8='Utility Admin'!$F$1:$AW$1)*(Inventory!$AH65='Utility Admin'!$F$2:$AW$2)*(\"Lighting Controls\"=('Utility Admin'!$F$4:$AW$4)),0)),0)","v":0},false]
[null,58,null,null,null,null,null,null,null,null,null,null,null,{"$f":"IF(OR(I66=\"\",J66=\"\",AND(ProjectType=\"Retrofit\",OR(E66=\"\",F66=\"\"))),\"-\",IF(OR(CA66=0,CA66=\"Not Qualified\"),\"N\",IFERROR(INDEX('Fixture Descriptions'!K:K,MATCH(AD66,'Fixture Descriptions'!A:A,0)),\"N\")))","v":"-"},0,0,0,0,0,0,0,0,0,{"$f":"ROUND(IFERROR(IF($AE$7,BI66*MaxIncentive,Inventory!Z66),0),2)","v":0},0,0,0,0,0,{"$f":"IF(I66=\"\",\"\",IFERROR(VLOOKUP(I66,'Fixture Schedule'!$C$9:$D$58,2,0),I66))","v":""},{"$f":"10","v":10},{"$f":"IFERROR(VLOOKUP(IF(I66=\"REMOVED\",E66,AD66),'Fixture Descriptions'!A:J,10,FALSE),0)","v":0},{"$f":"IFERROR(INDEX('Buildings and Areas'!D$5:D$14,MATCH($C66,'Buildings and Areas'!$B$5:$B$14,0),1),\"\")","v":""},{"$f":"IFERROR(INDEX('Buildings and Areas'!C$5:C$14,MATCH($C66,'Buildings and Areas'!$B$5:$B$14,0),1),\"\")","v":""},{"$f":"IFERROR(INDEX('Buildings and Areas'!R$5:R$14,MATCH($C66,'Buildings and Areas'!$B$5:$B$14,0),1),0)","v":0},{"$f":"IFERROR(INDEX('Buildings and Areas'!S$5:S$14,MATCH($C66,'Buildings and Areas'!$B$5:$B$14,0),1),0)","v":0},{"$f":"IFERROR(INDEX('Buildings and Areas'!T$5:T$14,MATCH($C66,'Buildings and Areas'!$B$5:$B$14,0),1),0)","v":0},{"$f":"IFERROR(INDEX('Buildings and Areas'!O$5:O$14,MATCH($C66,'Buildings and Areas'!$B$5:$B$14,0),1),\"\")","v":""},{"$f":"IFERROR(INDEX('Buildings and Areas'!F$5:F$14,MATCH($C66,'Buildings and Areas'!$B$5:$B$14,0),1)&IF(AH66=\"Exterior\",\": \"&'Buildings and Areas'!$H$4,\"\"),\"\")","v":""},{"$f":"IFERROR(INDEX('Buildings and Areas'!H$5:H$14,MATCH($C66,'Buildings and Areas'!$B$5:$B$14,0),1),\"\")","v":""},{"$f":"IFERROR(IF(INDEX('Buildings and Areas'!L$5:L$14,MATCH($C66,'Buildings and Areas'!$B$5:$B$14,0),1)=\"\",\"Deemed\",INDEX('Buildings and Areas'!L$5:L$14,MATCH($C66,'Buildings and Areas'!$B$5:$B$14,0),1)),\"\")","v":""},{"$f":"IFERROR(IF(INDEX('Buildings and Areas'!M$5:M$14,MATCH($C66,'Buildings and Areas'!$B$5:$B$14,0),1)=\"\",\"Deemed\",INDEX('Buildings and Areas'!M$5:M$14,MATCH($C66,'Buildings and Areas'!$B$5:$B$14,0),1)),\"\")","v":""},{"$f":"IFERROR(INDEX('Buildings and Areas'!P$5:P$14,MATCH($C66,'Buildings and Areas'!$B$5:$B$14,0),1),0)","v":0},{"$f":"IFERROR(INDEX('Buildings and Areas'!Q$5:Q$14,MATCH($C66,'Buildings and Areas'!$B$5:$B$14,0),1),0)","v":0},{"$f":"IF(OR($AG66=\"\",$E66=\"\",$F66=\"\"),0,IF($F$124>0.1,(VLOOKUP($E66,'Fixture Descriptions'!$A:$I,8,0)/1000)*(1-$G$124),(VLOOKUP($E66,'Fixture Descriptions'!$A:$I,8,0)/1000)))","v":0},0,0,0,0,{"$f":"IFERROR(IF(AH66=\"Exterior\",1,IF(ProjectType=\"New Construction\",1-'Factor Tables'!$C$46,1-INDEX('Factor Tables'!C$46:C$51,MATCH(Inventory!$H66,'Factor Tables'!$B$46:$B$51,0)))),1)","v":1},{"$f":"IF(I66=\"REMOVED\",0,IF($AD66<>\"\",VLOOKUP($AD66,'Fixture Descriptions'!$A:$I,8,0)/1000,0))","v":0},0,0,0,0,0,0,0,{"$f":"IFERROR(IF(OR($AG66=\"\",$K66=\"\",AH66=\"Exterior\"),1,1-INDEX('Factor Tables'!C$46:D$51,MATCH(Inventory!$K66,'Factor Tables'!$B$46:$B$51,0),IF(ProjectType=\"Retrofit\",1,2))),1)","v":1},null,0,0,0,0,0,0,0,0,0,0,0,0,0,0,0,0,{"$f":"IFERROR(VLOOKUP(IF($AD66=\"Removed\",E66,$AD66),'Fixture Descriptions'!$A:$I,9,0),\"\")","v":0},{"$f":"IF($AD66=\"\",\"\",VLOOKUP($AD66,'Fixture Descriptions'!$A:$I,2,0))","v":""},{"$f":"IF(I66=\"\",\"\",IF(I66=\"Removed\",\"N/A\",IF(IFERROR(VLOOKUP(I66,'Fixture Schedule'!$C$9:$G$58,5,0),L66)=\"\",\"Not Qualified\",IFERROR(VLOOKUP(I66,'Fixture Schedule'!$C$9:$G$58,5,0),L66))))","v":""},{"$f":"IFERROR(INDEX('Utility Admin'!$F$3:$AW$3,1,MATCH(1,(CB$8='Utility Admin'!$F$1:$AW$1)*(Inventory!$AH66='Utility Admin'!$F$2:$AW$2)*(Inventory!$BY66=('Utility Admin'!$F$4:$AW$4)),0)),0)","v":0},{"$f":"IFERROR(INDEX('Utility Admin'!$F$3:$AW$3,1,MATCH(1,(CC$8='Utility Admin'!$F$1:$AW$1)*(Inventory!$AH66='Utility Admin'!$F$2:$AW$2)*(Inventory!$BY66=('Utility Admin'!$F$4:$AW$4)),0)),0)","v":0},{"$f":"IFERROR(INDEX('Utility Admin'!$F$3:$AW$3,1,MATCH(1,(CB$8='Utility Admin'!$F$1:$AW$1)*(Inventory!$AH66='Utility Admin'!$F$2:$AW$2)*(\"Lighting Controls\"=('Utility Admin'!$F$4:$AW$4)),0)),0)","v":0},{"$f":"IFERROR(INDEX('Utility Admin'!$F$3:$AW$3,1,MATCH(1,(CC$8='Utility Admin'!$F$1:$AW$1)*(Inventory!$AH66='Utility Admin'!$F$2:$AW$2)*(\"Lighting Controls\"=('Utility Admin'!$F$4:$AW$4)),0)),0)","v":0},false]
[null,59,null,null,null,null,null,null,null,null,null,null,null,{"$f":"IF(OR(I67=\"\",J67=\"\",AND(ProjectType=\"Retrofit\",OR(E67=\"\",F67=\"\"))),\"-\",IF(OR(CA67=0,CA67=\"Not Qualified\"),\"N\",IFERROR(INDEX('Fixture Descriptions'!K:K,MATCH(AD67,'Fixture Descriptions'!A:A,0)),\"N\")))","v":"-"},0,0,0,0,0,0,0,0,0,{"$f":"ROUND(IFERROR(IF($AE$7,BI67*MaxIncentive,Inventory!Z67),0),2)","v":0},0,0,0,0,0,{"$f":"IF(I67=\"\",\"\",IFERROR(VLOOKUP(I67,'Fixture Schedule'!$C$9:$D$58,2,0),I67))","v":""},{"$f":"10","v":10},{"$f":"IFERROR(VLOOKUP(IF(I67=\"REMOVED\",E67,AD67),'Fixture Descriptions'!A:J,10,FALSE),0)","v":0},{"$f":"IFERROR(INDEX('Buildings and Areas'!D$5:D$14,MATCH($C67,'Buildings and Areas'!$B$5:$B$14,0),1),\"\")","v":""},{"$f":"IFERROR(INDEX('Buildings and Areas'!C$5:C$14,MATCH($C67,'Buildings and Areas'!$B$5:$B$14,0),1),\"\")","v":""},{"$f":"IFERROR(INDEX('Buildings and Areas'!R$5:R$14,MATCH($C67,'Buildings and Areas'!$B$5:$B$14,0),1),0)","v":0},{"$f":"IFERROR(INDEX('Buildings and Areas'!S$5:S$14,MATCH($C67,'Buildings and Areas'!$B$5:$B$14,0),1),0)","v":0},{"$f":"IFERROR(INDEX('Buildings and Areas'!T$5:T$14,MATCH($C67,'Buildings and Areas'!$B$5:$B$14,0),1),0)","v":0},{"$f":"IFERROR(INDEX('Buildings and Areas'!O$5:O$14,MATCH($C67,'Buildings and Areas'!$B$5:$B$14,0),1),\"\")","v":""},{"$f":"IFERROR(INDEX('Buildings and Areas'!F$5:F$14,MATCH($C67,'Buildings and Areas'!$B$5:$B$14,0),1)&IF(AH67=\"Exterior\",\": \"&'Buildings and Areas'!$H$4,\"\"),\"\")","v":""},{"$f":"IFERROR(INDEX('Buildings and Areas'!H$5:H$14,MATCH($C67,'Buildings and Areas'!$B$5:$B$14,0),1),\"\")","v":""},{"$f":"IFERROR(IF(INDEX('Buildings and Areas'!L$5:L$14,MATCH($C67,'Buildings and Areas'!$B$5:$B$14,0),1)=\"\",\"Deemed\",INDEX('Buildings and Areas'!L$5:L$14,MATCH($C67,'Buildings and Areas'!$B$5:$B$14,0),1)),\"\")","v":""},{"$f":"IFERROR(IF(INDEX('Buildings and Areas'!M$5:M$14,MATCH($C67,'Buildings and Areas'!$B$5:$B$14,0),1)=\"\",\"Deemed\",INDEX('Buildings and Areas'!M$5:M$14,MATCH($C67,'Buildings and Areas'!$B$5:$B$14,0),1)),\"\")","v":""},{"$f":"IFERROR(INDEX('Buildings and Areas'!P$5:P$14,MATCH($C67,'Buildings and Areas'!$B$5:$B$14,0),1),0)","v":0},{"$f":"IFERROR(INDEX('Buildings and Areas'!Q$5:Q$14,MATCH($C67,'Buildings and Areas'!$B$5:$B$14,0),1),0)","v":0},{"$f":"IF(OR($AG67=\"\",$E67=\"\",$F67=\"\"),0,IF($F$124>0.1,(VLOOKUP($E67,'Fixture Descriptions'!$A:$I,8,0)/1000)*(1-$G$124),(VLOOKUP($E67,'Fixture Descriptions'!$A:$I,8,0)/1000)))","v":0},0,0,0,0,{"$f":"IFERROR(IF(AH67=\"Exterior\",1,IF(ProjectType=\"New Construction\",1-'Factor Tables'!$C$46,1-INDEX('Factor Tables'!C$46:C$51,MATCH(Inventory!$H67,'Factor Tables'!$B$46:$B$51,0)))),1)","v":1},{"$f":"IF(I67=\"REMOVED\",0,IF($AD67<>\"\",VLOOKUP($AD67,'Fixture Descriptions'!$A:$I,8,0)/1000,0))","v":0},0,0,0,0,0,0,0,{"$f":"IFERROR(IF(OR($AG67=\"\",$K67=\"\",AH67=\"Exterior\"),1,1-INDEX('Factor Tables'!C$46:D$51,MATCH(Inventory!$K67,'Factor Tables'!$B$46:$B$51,0),IF(ProjectType=\"Retrofit\",1,2))),1)","v":1},null,0,0,0,0,0,0,0,0,0,0,0,0,0,0,0,0,{"$f":"IFERROR(VLOOKUP(IF($AD67=\"Removed\",E67,$AD67),'Fixture Descriptions'!$A:$I,9,0),\"\")","v":0},{"$f":"IF($AD67=\"\",\"\",VLOOKUP($AD67,'Fixture Descriptions'!$A:$I,2,0))","v":""},{"$f":"IF(I67=\"\",\"\",IF(I67=\"Removed\",\"N/A\",IF(IFERROR(VLOOKUP(I67,'Fixture Schedule'!$C$9:$G$58,5,0),L67)=\"\",\"Not Qualified\",IFERROR(VLOOKUP(I67,'Fixture Schedule'!$C$9:$G$58,5,0),L67))))","v":""},{"$f":"IFERROR(INDEX('Utility Admin'!$F$3:$AW$3,1,MATCH(1,(CB$8='Utility Admin'!$F$1:$AW$1)*(Inventory!$AH67='Utility Admin'!$F$2:$AW$2)*(Inventory!$BY67=('Utility Admin'!$F$4:$AW$4)),0)),0)","v":0},{"$f":"IFERROR(INDEX('Utility Admin'!$F$3:$AW$3,1,MATCH(1,(CC$8='Utility Admin'!$F$1:$AW$1)*(Inventory!$AH67='Utility Admin'!$F$2:$AW$2)*(Inventory!$BY67=('Utility Admin'!$F$4:$AW$4)),0)),0)","v":0},{"$f":"IFERROR(INDEX('Utility Admin'!$F$3:$AW$3,1,MATCH(1,(CB$8='Utility Admin'!$F$1:$AW$1)*(Inventory!$AH67='Utility Admin'!$F$2:$AW$2)*(\"Lighting Controls\"=('Utility Admin'!$F$4:$AW$4)),0)),0)","v":0},{"$f":"IFERROR(INDEX('Utility Admin'!$F$3:$AW$3,1,MATCH(1,(CC$8='Utility Admin'!$F$1:$AW$1)*(Inventory!$AH67='Utility Admin'!$F$2:$AW$2)*(\"Lighting Controls\"=('Utility Admin'!$F$4:$AW$4)),0)),0)","v":0},false]
[null,60,null,null,null,null,null,null,null,null,null,null,null,{"$f":"IF(OR(I68=\"\",J68=\"\",AND(ProjectType=\"Retrofit\",OR(E68=\"\",F68=\"\"))),\"-\",IF(OR(CA68=0,CA68=\"Not Qualified\"),\"N\",IFERROR(INDEX('Fixture Descriptions'!K:K,MATCH(AD68,'Fixture Descriptions'!A:A,0)),\"N\")))","v":"-"},0,0,0,0,0,0,0,0,0,{"$f":"ROUND(IFERROR(IF($AE$7,BI68*MaxIncentive,Inventory!Z68),0),2)","v":0},0,0,0,0,0,{"$f":"IF(I68=\"\",\"\",IFERROR(VLOOKUP(I68,'Fixture Schedule'!$C$9:$D$58,2,0),I68))","v":""},{"$f":"10","v":10},{"$f":"IFERROR(VLOOKUP(IF(I68=\"REMOVED\",E68,AD68),'Fixture Descriptions'!A:J,10,FALSE),0)","v":0},{"$f":"IFERROR(INDEX('Buildings and Areas'!D$5:D$14,MATCH($C68,'Buildings and Areas'!$B$5:$B$14,0),1),\"\")","v":""},{"$f":"IFERROR(INDEX('Buildings and Areas'!C$5:C$14,MATCH($C68,'Buildings and Areas'!$B$5:$B$14,0),1),\"\")","v":""},{"$f":"IFERROR(INDEX('Buildings and Areas'!R$5:R$14,MATCH($C68,'Buildings and Areas'!$B$5:$B$14,0),1),0)","v":0},{"$f":"IFERROR(INDEX('Buildings and Areas'!S$5:S$14,MATCH($C68,'Buildings and Areas'!$B$5:$B$14,0),1),0)","v":0},{"$f":"IFERROR(INDEX('Buildings and Areas'!T$5:T$14,MATCH($C68,'Buildings and Areas'!$B$5:$B$14,0),1),0)","v":0},{"$f":"IFERROR(INDEX('Buildings and Areas'!O$5:O$14,MATCH($C68,'Buildings and Areas'!$B$5:$B$14,0),1),\"\")","v":""},{"$f":"IFERROR(INDEX('Buildings and Areas'!F$5:F$14,MATCH($C68,'Buildings and Areas'!$B$5:$B$14,0),1)&IF(AH68=\"Exterior\",\": \"&'Buildings and Areas'!$H$4,\"\"),\"\")","v":""},{"$f":"IFERROR(INDEX('Buildings and Areas'!H$5:H$14,MATCH($C68,'Buildings and Areas'!$B$5:$B$14,0),1),\"\")","v":""},{"$f":"IFERROR(IF(INDEX('Buildings and Areas'!L$5:L$14,MATCH($C68,'Buildings and Areas'!$B$5:$B$14,0),1)=\"\",\"Deemed\",INDEX('Buildings and Areas'!L$5:L$14,MATCH($C68,'Buildings and Areas'!$B$5:$B$14,0),1)),\"\")","v":""},{"$f":"IFERROR(IF(INDEX('Buildings and Areas'!M$5:M$14,MATCH($C68,'Buildings and Areas'!$B$5:$B$14,0),1)=\"\",\"Deemed\",INDEX('Buildings and Areas'!M$5:M$14,MATCH($C68,'Buildings and Areas'!$B$5:$B$14,0),1)),\"\")","v":""},{"$f":"IFERROR(INDEX('Buildings and Areas'!P$5:P$14,MATCH($C68,'Buildings and Areas'!$B$5:$B$14,0),1),0)","v":0},{"$f":"IFERROR(INDEX('Buildings and Areas'!Q$5:Q$14,MATCH($C68,'Buildings and Areas'!$B$5:$B$14,0),1),0)","v":0},{"$f":"IF(OR($AG68=\"\",$E68=\"\",$F68=\"\"),0,IF($F$124>0.1,(VLOOKUP($E68,'Fixture Descriptions'!$A:$I,8,0)/1000)*(1-$G$124),(VLOOKUP($E68,'Fixture Descriptions'!$A:$I,8,0)/1000)))","v":0},0,0,0,0,{"$f":"IFERROR(IF(AH68=\"Exterior\",1,IF(ProjectType=\"New Construction\",1-'Factor Tables'!$C$46,1-INDEX('Factor Tables'!C$46:C$51,MATCH(Inventory!$H68,'Factor Tables'!$B$46:$B$51,0)))),1)","v":1},{"$f":"IF(I68=\"REMOVED\",0,IF($AD68<>\"\",VLOOKUP($AD68,'Fixture Descriptions'!$A:$I,8,0)/1000,0))","v":0},0,0,0,0,0,0,0,{"$f":"IFERROR(IF(OR($AG68=\"\",$K68=\"\",AH68=\"Exterior\"),1,1-INDEX('Factor Tables'!C$46:D$51,MATCH(Inventory!$K68,'Factor Tables'!$B$46:$B$51,0),IF(ProjectType=\"Retrofit\",1,2))),1)","v":1},null,0,0,0,0,0,0,0,0,0,0,0,0,0,0,0,0,{"$f":"IFERROR(VLOOKUP(IF($AD68=\"Removed\",E68,$AD68),'Fixture Descriptions'!$A:$I,9,0),\"\")","v":0},{"$f":"IF($AD68=\"\",\"\",VLOOKUP($AD68,'Fixture Descriptions'!$A:$I,2,0))","v":""},{"$f":"IF(I68=\"\",\"\",IF(I68=\"Removed\",\"N/A\",IF(IFERROR(VLOOKUP(I68,'Fixture Schedule'!$C$9:$G$58,5,0),L68)=\"\",\"Not Qualified\",IFERROR(VLOOKUP(I68,'Fixture Schedule'!$C$9:$G$58,5,0),L68))))","v":""},{"$f":"IFERROR(INDEX('Utility Admin'!$F$3:$AW$3,1,MATCH(1,(CB$8='Utility Admin'!$F$1:$AW$1)*(Inventory!$AH68='Utility Admin'!$F$2:$AW$2)*(Inventory!$BY68=('Utility Admin'!$F$4:$AW$4)),0)),0)","v":0},{"$f":"IFERROR(INDEX('Utility Admin'!$F$3:$AW$3,1,MATCH(1,(CC$8='Utility Admin'!$F$1:$AW$1)*(Inventory!$AH68='Utility Admin'!$F$2:$AW$2)*(Inventory!$BY68=('Utility Admin'!$F$4:$AW$4)),0)),0)","v":0},{"$f":"IFERROR(INDEX('Utility Admin'!$F$3:$AW$3,1,MATCH(1,(CB$8='Utility Admin'!$F$1:$AW$1)*(Inventory!$AH68='Utility Admin'!$F$2:$AW$2)*(\"Lighting Controls\"=('Utility Admin'!$F$4:$AW$4)),0)),0)","v":0},{"$f":"IFERROR(INDEX('Utility Admin'!$F$3:$AW$3,1,MATCH(1,(CC$8='Utility Admin'!$F$1:$AW$1)*(Inventory!$AH68='Utility Admin'!$F$2:$AW$2)*(\"Lighting Controls\"=('Utility Admin'!$F$4:$AW$4)),0)),0)","v":0},false]
[null,61,null,null,null,null,null,null,null,null,null,null,null,{"$f":"IF(OR(I69=\"\",J69=\"\",AND(ProjectType=\"Retrofit\",OR(E69=\"\",F69=\"\"))),\"-\",IF(OR(CA69=0,CA69=\"Not Qualified\"),\"N\",IFERROR(INDEX('Fixture Descriptions'!K:K,MATCH(AD69,'Fixture Descriptions'!A:A,0)),\"N\")))","v":"-"},0,0,0,0,0,0,0,0,0,{"$f":"ROUND(IFERROR(IF($AE$7,BI69*MaxIncentive,Inventory!Z69),0),2)","v":0},0,0,0,0,0,{"$f":"IF(I69=\"\",\"\",IFERROR(VLOOKUP(I69,'Fixture Schedule'!$C$9:$D$58,2,0),I69))","v":""},{"$f":"10","v":10},{"$f":"IFERROR(VLOOKUP(IF(I69=\"REMOVED\",E69,AD69),'Fixture Descriptions'!A:J,10,FALSE),0)","v":0},{"$f":"IFERROR(INDEX('Buildings and Areas'!D$5:D$14,MATCH($C69,'Buildings and Areas'!$B$5:$B$14,0),1),\"\")","v":""},{"$f":"IFERROR(INDEX('Buildings and Areas'!C$5:C$14,MATCH($C69,'Buildings and Areas'!$B$5:$B$14,0),1),\"\")","v":""},{"$f":"IFERROR(INDEX('Buildings and Areas'!R$5:R$14,MATCH($C69,'Buildings and Areas'!$B$5:$B$14,0),1),0)","v":0},{"$f":"IFERROR(INDEX('Buildings and Areas'!S$5:S$14,MATCH($C69,'Buildings and Areas'!$B$5:$B$14,0),1),0)","v":0},{"$f":"IFERROR(INDEX('Buildings and Areas'!T$5:T$14,MATCH($C69,'Buildings and Areas'!$B$5:$B$14,0),1),0)","v":0},{"$f":"IFERROR(INDEX('Buildings and Areas'!O$5:O$14,MATCH($C69,'Buildings and Areas'!$B$5:$B$14,0),1),\"\")","v":""},{"$f":"IFERROR(INDEX('Buildings and Areas'!F$5:F$14,MATCH($C69,'Buildings and Areas'!$B$5:$B$14,0),1)&IF(AH69=\"Exterior\",\": \"&'Buildings and Areas'!$H$4,\"\"),\"\")","v":""},{"$f":"IFERROR(INDEX('Buildings and Areas'!H$5:H$14,MATCH($C69,'Buildings and Areas'!$B$5:$B$14,0),1),\"\")","v":""},{"$f":"IFERROR(IF(INDEX('Buildings and Areas'!L$5:L$14,MATCH($C69,'Buildings and Areas'!$B$5:$B$14,0),1)=\"\",\"Deemed\",INDEX('Buildings and Areas'!L$5:L$14,MATCH($C69,'Buildings and Areas'!$B$5:$B$14,0),1)),\"\")","v":""},{"$f":"IFERROR(IF(INDEX('Buildings and Areas'!M$5:M$14,MATCH($C69,'Buildings and Areas'!$B$5:$B$14,0),1)=\"\",\"Deemed\",INDEX('Buildings and Areas'!M$5:M$14,MATCH($C69,'Buildings and Areas'!$B$5:$B$14,0),1)),\"\")","v":""},{"$f":"IFERROR(INDEX('Buildings and Areas'!P$5:P$14,MATCH($C69,'Buildings and Areas'!$B$5:$B$14,0),1),0)","v":0},{"$f":"IFERROR(INDEX('Buildings and Areas'!Q$5:Q$14,MATCH($C69,'Buildings and Areas'!$B$5:$B$14,0),1),0)","v":0},{"$f":"IF(OR($AG69=\"\",$E69=\"\",$F69=\"\"),0,IF($F$124>0.1,(VLOOKUP($E69,'Fixture Descriptions'!$A:$I,8,0)/1000)*(1-$G$124),(VLOOKUP($E69,'Fixture Descriptions'!$A:$I,8,0)/1000)))","v":0},0,0,0,0,{"$f":"IFERROR(IF(AH69=\"Exterior\",1,IF(ProjectType=\"New Construction\",1-'Factor Tables'!$C$46,1-INDEX('Factor Tables'!C$46:C$51,MATCH(Inventory!$H69,'Factor Tables'!$B$46:$B$51,0)))),1)","v":1},{"$f":"IF(I69=\"REMOVED\",0,IF($AD69<>\"\",VLOOKUP($AD69,'Fixture Descriptions'!$A:$I,8,0)/1000,0))","v":0},0,0,0,0,0,0,0,{"$f":"IFERROR(IF(OR($AG69=\"\",$K69=\"\",AH69=\"Exterior\"),1,1-INDEX('Factor Tables'!C$46:D$51,MATCH(Inventory!$K69,'Factor Tables'!$B$46:$B$51,0),IF(ProjectType=\"Retrofit\",1,2))),1)","v":1},null,0,0,0,0,0,0,0,0,0,0,0,0,0,0,0,0,{"$f":"IFERROR(VLOOKUP(IF($AD69=\"Removed\",E69,$AD69),'Fixture Descriptions'!$A:$I,9,0),\"\")","v":0},{"$f":"IF($AD69=\"\",\"\",VLOOKUP($AD69,'Fixture Descriptions'!$A:$I,2,0))","v":""},{"$f":"IF(I69=\"\",\"\",IF(I69=\"Removed\",\"N/A\",IF(IFERROR(VLOOKUP(I69,'Fixture Schedule'!$C$9:$G$58,5,0),L69)=\"\",\"Not Qualified\",IFERROR(VLOOKUP(I69,'Fixture Schedule'!$C$9:$G$58,5,0),L69))))","v":""},{"$f":"IFERROR(INDEX('Utility Admin'!$F$3:$AW$3,1,MATCH(1,(CB$8='Utility Admin'!$F$1:$AW$1)*(Inventory!$AH69='Utility Admin'!$F$2:$AW$2)*(Inventory!$BY69=('Utility Admin'!$F$4:$AW$4)),0)),0)","v":0},{"$f":"IFERROR(INDEX('Utility Admin'!$F$3:$AW$3,1,MATCH(1,(CC$8='Utility Admin'!$F$1:$AW$1)*(Inventory!$AH69='Utility Admin'!$F$2:$AW$2)*(Inventory!$BY69=('Utility Admin'!$F$4:$AW$4)),0)),0)","v":0},{"$f":"IFERROR(INDEX('Utility Admin'!$F$3:$AW$3,1,MATCH(1,(CB$8='Utility Admin'!$F$1:$AW$1)*(Inventory!$AH69='Utility Admin'!$F$2:$AW$2)*(\"Lighting Controls\"=('Utility Admin'!$F$4:$AW$4)),0)),0)","v":0},{"$f":"IFERROR(INDEX('Utility Admin'!$F$3:$AW$3,1,MATCH(1,(CC$8='Utility Admin'!$F$1:$AW$1)*(Inventory!$AH69='Utility Admin'!$F$2:$AW$2)*(\"Lighting Controls\"=('Utility Admin'!$F$4:$AW$4)),0)),0)","v":0},false]
[null,62,null,null,null,null,null,null,null,null,null,null,null,{"$f":"IF(OR(I70=\"\",J70=\"\",AND(ProjectType=\"Retrofit\",OR(E70=\"\",F70=\"\"))),\"-\",IF(OR(CA70=0,CA70=\"Not Qualified\"),\"N\",IFERROR(INDEX('Fixture Descriptions'!K:K,MATCH(AD70,'Fixture Descriptions'!A:A,0)),\"N\")))","v":"-"},0,0,0,0,0,0,0,0,0,{"$f":"ROUND(IFERROR(IF($AE$7,BI70*MaxIncentive,Inventory!Z70),0),2)","v":0},0,0,0,0,0,{"$f":"IF(I70=\"\",\"\",IFERROR(VLOOKUP(I70,'Fixture Schedule'!$C$9:$D$58,2,0),I70))","v":""},{"$f":"10","v":10},{"$f":"IFERROR(VLOOKUP(IF(I70=\"REMOVED\",E70,AD70),'Fixture Descriptions'!A:J,10,FALSE),0)","v":0},{"$f":"IFERROR(INDEX('Buildings and Areas'!D$5:D$14,MATCH($C70,'Buildings and Areas'!$B$5:$B$14,0),1),\"\")","v":""},{"$f":"IFERROR(INDEX('Buildings and Areas'!C$5:C$14,MATCH($C70,'Buildings and Areas'!$B$5:$B$14,0),1),\"\")","v":""},{"$f":"IFERROR(INDEX('Buildings and Areas'!R$5:R$14,MATCH($C70,'Buildings and Areas'!$B$5:$B$14,0),1),0)","v":0},{"$f":"IFERROR(INDEX('Buildings and Areas'!S$5:S$14,MATCH($C70,'Buildings and Areas'!$B$5:$B$14,0),1),0)","v":0},{"$f":"IFERROR(INDEX('Buildings and Areas'!T$5:T$14,MATCH($C70,'Buildings and Areas'!$B$5:$B$14,0),1),0)","v":0},{"$f":"IFERROR(INDEX('Buildings and Areas'!O$5:O$14,MATCH($C70,'Buildings and Areas'!$B$5:$B$14,0),1),\"\")","v":""},{"$f":"IFERROR(INDEX('Buildings and Areas'!F$5:F$14,MATCH($C70,'Buildings and Areas'!$B$5:$B$14,0),1)&IF(AH70=\"Exterior\",\": \"&'Buildings and Areas'!$H$4,\"\"),\"\")","v":""},{"$f":"IFERROR(INDEX('Buildings and Areas'!H$5:H$14,MATCH($C70,'Buildings and Areas'!$B$5:$B$14,0),1),\"\")","v":""},{"$f":"IFERROR(IF(INDEX('Buildings and Areas'!L$5:L$14,MATCH($C70,'Buildings and Areas'!$B$5:$B$14,0),1)=\"\",\"Deemed\",INDEX('Buildings and Areas'!L$5:L$14,MATCH($C70,'Buildings and Areas'!$B$5:$B$14,0),1)),\"\")","v":""},{"$f":"IFERROR(IF(INDEX('Buildings and Areas'!M$5:M$14,MATCH($C70,'Buildings and Areas'!$B$5:$B$14,0),1)=\"\",\"Deemed\",INDEX('Buildings and Areas'!M$5:M$14,MATCH($C70,'Buildings and Areas'!$B$5:$B$14,0),1)),\"\")","v":""},{"$f":"IFERROR(INDEX('Buildings and Areas'!P$5:P$14,MATCH($C70,'Buildings and Areas'!$B$5:$B$14,0),1),0)","v":0},{"$f":"IFERROR(INDEX('Buildings and Areas'!Q$5:Q$14,MATCH($C70,'Buildings and Areas'!$B$5:$B$14,0),1),0)","v":0},{"$f":"IF(OR($AG70=\"\",$E70=\"\",$F70=\"\"),0,IF($F$124>0.1,(VLOOKUP($E70,'Fixture Descriptions'!$A:$I,8,0)/1000)*(1-$G$124),(VLOOKUP($E70,'Fixture Descriptions'!$A:$I,8,0)/1000)))","v":0},0,0,0,0,{"$f":"IFERROR(IF(AH70=\"Exterior\",1,IF(ProjectType=\"New Construction\",1-'Factor Tables'!$C$46,1-INDEX('Factor Tables'!C$46:C$51,MATCH(Inventory!$H70,'Factor Tables'!$B$46:$B$51,0)))),1)","v":1},{"$f":"IF(I70=\"REMOVED\",0,IF($AD70<>\"\",VLOOKUP($AD70,'Fixture Descriptions'!$A:$I,8,0)/1000,0))","v":0},0,0,0,0,0,0,0,{"$f":"IFERROR(IF(OR($AG70=\"\",$K70=\"\",AH70=\"Exterior\"),1,1-INDEX('Factor Tables'!C$46:D$51,MATCH(Inventory!$K70,'Factor Tables'!$B$46:$B$51,0),IF(ProjectType=\"Retrofit\",1,2))),1)","v":1},null,0,0,0,0,0,0,0,0,0,0,0,0,0,0,0,0,{"$f":"IFERROR(VLOOKUP(IF($AD70=\"Removed\",E70,$AD70),'Fixture Descriptions'!$A:$I,9,0),\"\")","v":0},{"$f":"IF($AD70=\"\",\"\",VLOOKUP($AD70,'Fixture Descriptions'!$A:$I,2,0))","v":""},{"$f":"IF(I70=\"\",\"\",IF(I70=\"Removed\",\"N/A\",IF(IFERROR(VLOOKUP(I70,'Fixture Schedule'!$C$9:$G$58,5,0),L70)=\"\",\"Not Qualified\",IFERROR(VLOOKUP(I70,'Fixture Schedule'!$C$9:$G$58,5,0),L70))))","v":""},{"$f":"IFERROR(INDEX('Utility Admin'!$F$3:$AW$3,1,MATCH(1,(CB$8='Utility Admin'!$F$1:$AW$1)*(Inventory!$AH70='Utility Admin'!$F$2:$AW$2)*(Inventory!$BY70=('Utility Admin'!$F$4:$AW$4)),0)),0)","v":0},{"$f":"IFERROR(INDEX('Utility Admin'!$F$3:$AW$3,1,MATCH(1,(CC$8='Utility Admin'!$F$1:$AW$1)*(Inventory!$AH70='Utility Admin'!$F$2:$AW$2)*(Inventory!$BY70=('Utility Admin'!$F$4:$AW$4)),0)),0)","v":0},{"$f":"IFERROR(INDEX('Utility Admin'!$F$3:$AW$3,1,MATCH(1,(CB$8='Utility Admin'!$F$1:$AW$1)*(Inventory!$AH70='Utility Admin'!$F$2:$AW$2)*(\"Lighting Controls\"=('Utility Admin'!$F$4:$AW$4)),0)),0)","v":0},{"$f":"IFERROR(INDEX('Utility Admin'!$F$3:$AW$3,1,MATCH(1,(CC$8='Utility Admin'!$F$1:$AW$1)*(Inventory!$AH70='Utility Admin'!$F$2:$AW$2)*(\"Lighting Controls\"=('Utility Admin'!$F$4:$AW$4)),0)),0)","v":0},false]
[null,63,null,null,null,null,null,null,null,null,null,null,null,{"$f":"IF(OR(I71=\"\",J71=\"\",AND(ProjectType=\"Retrofit\",OR(E71=\"\",F71=\"\"))),\"-\",IF(OR(CA71=0,CA71=\"Not Qualified\"),\"N\",IFERROR(INDEX('Fixture Descriptions'!K:K,MATCH(AD71,'Fixture Descriptions'!A:A,0)),\"N\")))","v":"-"},0,0,0,0,0,0,0,0,0,{"$f":"ROUND(IFERROR(IF($AE$7,BI71*MaxIncentive,Inventory!Z71),0),2)","v":0},0,0,0,0,0,{"$f":"IF(I71=\"\",\"\",IFERROR(VLOOKUP(I71,'Fixture Schedule'!$C$9:$D$58,2,0),I71))","v":""},{"$f":"10","v":10},{"$f":"IFERROR(VLOOKUP(IF(I71=\"REMOVED\",E71,AD71),'Fixture Descriptions'!A:J,10,FALSE),0)","v":0},{"$f":"IFERROR(INDEX('Buildings and Areas'!D$5:D$14,MATCH($C71,'Buildings and Areas'!$B$5:$B$14,0),1),\"\")","v":""},{"$f":"IFERROR(INDEX('Buildings and Areas'!C$5:C$14,MATCH($C71,'Buildings and Areas'!$B$5:$B$14,0),1),\"\")","v":""},{"$f":"IFERROR(INDEX('Buildings and Areas'!R$5:R$14,MATCH($C71,'Buildings and Areas'!$B$5:$B$14,0),1),0)","v":0},{"$f":"IFERROR(INDEX('Buildings and Areas'!S$5:S$14,MATCH($C71,'Buildings and Areas'!$B$5:$B$14,0),1),0)","v":0},{"$f":"IFERROR(INDEX('Buildings and Areas'!T$5:T$14,MATCH($C71,'Buildings and Areas'!$B$5:$B$14,0),1),0)","v":0},{"$f":"IFERROR(INDEX('Buildings and Areas'!O$5:O$14,MATCH($C71,'Buildings and Areas'!$B$5:$B$14,0),1),\"\")","v":""},{"$f":"IFERROR(INDEX('Buildings and Areas'!F$5:F$14,MATCH($C71,'Buildings and Areas'!$B$5:$B$14,0),1)&IF(AH71=\"Exterior\",\": \"&'Buildings and Areas'!$H$4,\"\"),\"\")","v":""},{"$f":"IFERROR(INDEX('Buildings and Areas'!H$5:H$14,MATCH($C71,'Buildings and Areas'!$B$5:$B$14,0),1),\"\")","v":""},{"$f":"IFERROR(IF(INDEX('Buildings and Areas'!L$5:L$14,MATCH($C71,'Buildings and Areas'!$B$5:$B$14,0),1)=\"\",\"Deemed\",INDEX('Buildings and Areas'!L$5:L$14,MATCH($C71,'Buildings and Areas'!$B$5:$B$14,0),1)),\"\")","v":""},{"$f":"IFERROR(IF(INDEX('Buildings and Areas'!M$5:M$14,MATCH($C71,'Buildings and Areas'!$B$5:$B$14,0),1)=\"\",\"Deemed\",INDEX('Buildings and Areas'!M$5:M$14,MATCH($C71,'Buildings and Areas'!$B$5:$B$14,0),1)),\"\")","v":""},{"$f":"IFERROR(INDEX('Buildings and Areas'!P$5:P$14,MATCH($C71,'Buildings and Areas'!$B$5:$B$14,0),1),0)","v":0},{"$f":"IFERROR(INDEX('Buildings and Areas'!Q$5:Q$14,MATCH($C71,'Buildings and Areas'!$B$5:$B$14,0),1),0)","v":0},{"$f":"IF(OR($AG71=\"\",$E71=\"\",$F71=\"\"),0,IF($F$124>0.1,(VLOOKUP($E71,'Fixture Descriptions'!$A:$I,8,0)/1000)*(1-$G$124),(VLOOKUP($E71,'Fixture Descriptions'!$A:$I,8,0)/1000)))","v":0},0,0,0,0,{"$f":"IFERROR(IF(AH71=\"Exterior\",1,IF(ProjectType=\"New Construction\",1-'Factor Tables'!$C$46,1-INDEX('Factor Tables'!C$46:C$51,MATCH(Inventory!$H71,'Factor Tables'!$B$46:$B$51,0)))),1)","v":1},{"$f":"IF(I71=\"REMOVED\",0,IF($AD71<>\"\",VLOOKUP($AD71,'Fixture Descriptions'!$A:$I,8,0)/1000,0))","v":0},0,0,0,0,0,0,0,{"$f":"IFERROR(IF(OR($AG71=\"\",$K71=\"\",AH71=\"Exterior\"),1,1-INDEX('Factor Tables'!C$46:D$51,MATCH(Inventory!$K71,'Factor Tables'!$B$46:$B$51,0),IF(ProjectType=\"Retrofit\",1,2))),1)","v":1},null,0,0,0,0,0,0,0,0,0,0,0,0,0,0,0,0,{"$f":"IFERROR(VLOOKUP(IF($AD71=\"Removed\",E71,$AD71),'Fixture Descriptions'!$A:$I,9,0),\"\")","v":0},{"$f":"IF($AD71=\"\",\"\",VLOOKUP($AD71,'Fixture Descriptions'!$A:$I,2,0))","v":""},{"$f":"IF(I71=\"\",\"\",IF(I71=\"Removed\",\"N/A\",IF(IFERROR(VLOOKUP(I71,'Fixture Schedule'!$C$9:$G$58,5,0),L71)=\"\",\"Not Qualified\",IFERROR(VLOOKUP(I71,'Fixture Schedule'!$C$9:$G$58,5,0),L71))))","v":""},{"$f":"IFERROR(INDEX('Utility Admin'!$F$3:$AW$3,1,MATCH(1,(CB$8='Utility Admin'!$F$1:$AW$1)*(Inventory!$AH71='Utility Admin'!$F$2:$AW$2)*(Inventory!$BY71=('Utility Admin'!$F$4:$AW$4)),0)),0)","v":0},{"$f":"IFERROR(INDEX('Utility Admin'!$F$3:$AW$3,1,MATCH(1,(CC$8='Utility Admin'!$F$1:$AW$1)*(Inventory!$AH71='Utility Admin'!$F$2:$AW$2)*(Inventory!$BY71=('Utility Admin'!$F$4:$AW$4)),0)),0)","v":0},{"$f":"IFERROR(INDEX('Utility Admin'!$F$3:$AW$3,1,MATCH(1,(CB$8='Utility Admin'!$F$1:$AW$1)*(Inventory!$AH71='Utility Admin'!$F$2:$AW$2)*(\"Lighting Controls\"=('Utility Admin'!$F$4:$AW$4)),0)),0)","v":0},{"$f":"IFERROR(INDEX('Utility Admin'!$F$3:$AW$3,1,MATCH(1,(CC$8='Utility Admin'!$F$1:$AW$1)*(Inventory!$AH71='Utility Admin'!$F$2:$AW$2)*(\"Lighting Controls\"=('Utility Admin'!$F$4:$AW$4)),0)),0)","v":0},false]
[null,64,null,null,null,null,null,null,null,null,null,null,null,{"$f":"IF(OR(I72=\"\",J72=\"\",AND(ProjectType=\"Retrofit\",OR(E72=\"\",F72=\"\"))),\"-\",IF(OR(CA72=0,CA72=\"Not Qualified\"),\"N\",IFERROR(INDEX('Fixture Descriptions'!K:K,MATCH(AD72,'Fixture Descriptions'!A:A,0)),\"N\")))","v":"-"},0,0,0,0,0,0,0,0,0,{"$f":"ROUND(IFERROR(IF($AE$7,BI72*MaxIncentive,Inventory!Z72),0),2)","v":0},0,0,0,0,0,{"$f":"IF(I72=\"\",\"\",IFERROR(VLOOKUP(I72,'Fixture Schedule'!$C$9:$D$58,2,0),I72))","v":""},{"$f":"10","v":10},{"$f":"IFERROR(VLOOKUP(IF(I72=\"REMOVED\",E72,AD72),'Fixture Descriptions'!A:J,10,FALSE),0)","v":0},{"$f":"IFERROR(INDEX('Buildings and Areas'!D$5:D$14,MATCH($C72,'Buildings and Areas'!$B$5:$B$14,0),1),\"\")","v":""},{"$f":"IFERROR(INDEX('Buildings and Areas'!C$5:C$14,MATCH($C72,'Buildings and Areas'!$B$5:$B$14,0),1),\"\")","v":""},{"$f":"IFERROR(INDEX('Buildings and Areas'!R$5:R$14,MATCH($C72,'Buildings and Areas'!$B$5:$B$14,0),1),0)","v":0},{"$f":"IFERROR(INDEX('Buildings and Areas'!S$5:S$14,MATCH($C72,'Buildings and Areas'!$B$5:$B$14,0),1),0)","v":0},{"$f":"IFERROR(INDEX('Buildings and Areas'!T$5:T$14,MATCH($C72,'Buildings and Areas'!$B$5:$B$14,0),1),0)","v":0},{"$f":"IFERROR(INDEX('Buildings and Areas'!O$5:O$14,MATCH($C72,'Buildings and Areas'!$B$5:$B$14,0),1),\"\")","v":""},{"$f":"IFERROR(INDEX('Buildings and Areas'!F$5:F$14,MATCH($C72,'Buildings and Areas'!$B$5:$B$14,0),1)&IF(AH72=\"Exterior\",\": \"&'Buildings and Areas'!$H$4,\"\"),\"\")","v":""},{"$f":"IFERROR(INDEX('Buildings and Areas'!H$5:H$14,MATCH($C72,'Buildings and Areas'!$B$5:$B$14,0),1),\"\")","v":""},{"$f":"IFERROR(IF(INDEX('Buildings and Areas'!L$5:L$14,MATCH($C72,'Buildings and Areas'!$B$5:$B$14,0),1)=\"\",\"Deemed\",INDEX('Buildings and Areas'!L$5:L$14,MATCH($C72,'Buildings and Areas'!$B$5:$B$14,0),1)),\"\")","v":""},{"$f":"IFERROR(IF(INDEX('Buildings and Areas'!M$5:M$14,MATCH($C72,'Buildings and Areas'!$B$5:$B$14,0),1)=\"\",\"Deemed\",INDEX('Buildings and Areas'!M$5:M$14,MATCH($C72,'Buildings and Areas'!$B$5:$B$14,0),1)),\"\")","v":""},{"$f":"IFERROR(INDEX('Buildings and Areas'!P$5:P$14,MATCH($C72,'Buildings and Areas'!$B$5:$B$14,0),1),0)","v":0},{"$f":"IFERROR(INDEX('Buildings and Areas'!Q$5:Q$14,MATCH($C72,'Buildings and Areas'!$B$5:$B$14,0),1),0)","v":0},{"$f":"IF(OR($AG72=\"\",$E72=\"\",$F72=\"\"),0,IF($F$124>0.1,(VLOOKUP($E72,'Fixture Descriptions'!$A:$I,8,0)/1000)*(1-$G$124),(VLOOKUP($E72,'Fixture Descriptions'!$A:$I,8,0)/1000)))","v":0},0,0,0,0,{"$f":"IFERROR(IF(AH72=\"Exterior\",1,IF(ProjectType=\"New Construction\",1-'Factor Tables'!$C$46,1-INDEX('Factor Tables'!C$46:C$51,MATCH(Inventory!$H72,'Factor Tables'!$B$46:$B$51,0)))),1)","v":1},{"$f":"IF(I72=\"REMOVED\",0,IF($AD72<>\"\",VLOOKUP($AD72,'Fixture Descriptions'!$A:$I,8,0)/1000,0))","v":0},0,0,0,0,0,0,0,{"$f":"IFERROR(IF(OR($AG72=\"\",$K72=\"\",AH72=\"Exterior\"),1,1-INDEX('Factor Tables'!C$46:D$51,MATCH(Inventory!$K72,'Factor Tables'!$B$46:$B$51,0),IF(ProjectType=\"Retrofit\",1,2))),1)","v":1},null,0,0,0,0,0,0,0,0,0,0,0,0,0,0,0,0,{"$f":"IFERROR(VLOOKUP(IF($AD72=\"Removed\",E72,$AD72),'Fixture Descriptions'!$A:$I,9,0),\"\")","v":0},{"$f":"IF($AD72=\"\",\"\",VLOOKUP($AD72,'Fixture Descriptions'!$A:$I,2,0))","v":""},{"$f":"IF(I72=\"\",\"\",IF(I72=\"Removed\",\"N/A\",IF(IFERROR(VLOOKUP(I72,'Fixture Schedule'!$C$9:$G$58,5,0),L72)=\"\",\"Not Qualified\",IFERROR(VLOOKUP(I72,'Fixture Schedule'!$C$9:$G$58,5,0),L72))))","v":""},{"$f":"IFERROR(INDEX('Utility Admin'!$F$3:$AW$3,1,MATCH(1,(CB$8='Utility Admin'!$F$1:$AW$1)*(Inventory!$AH72='Utility Admin'!$F$2:$AW$2)*(Inventory!$BY72=('Utility Admin'!$F$4:$AW$4)),0)),0)","v":0},{"$f":"IFERROR(INDEX('Utility Admin'!$F$3:$AW$3,1,MATCH(1,(CC$8='Utility Admin'!$F$1:$AW$1)*(Inventory!$AH72='Utility Admin'!$F$2:$AW$2)*(Inventory!$BY72=('Utility Admin'!$F$4:$AW$4)),0)),0)","v":0},{"$f":"IFERROR(INDEX('Utility Admin'!$F$3:$AW$3,1,MATCH(1,(CB$8='Utility Admin'!$F$1:$AW$1)*(Inventory!$AH72='Utility Admin'!$F$2:$AW$2)*(\"Lighting Controls\"=('Utility Admin'!$F$4:$AW$4)),0)),0)","v":0},{"$f":"IFERROR(INDEX('Utility Admin'!$F$3:$AW$3,1,MATCH(1,(CC$8='Utility Admin'!$F$1:$AW$1)*(Inventory!$AH72='Utility Admin'!$F$2:$AW$2)*(\"Lighting Controls\"=('Utility Admin'!$F$4:$AW$4)),0)),0)","v":0},false]
[null,65,null,null,null,null,null,null,null,null,null,null,null,{"$f":"IF(OR(I73=\"\",J73=\"\",AND(ProjectType=\"Retrofit\",OR(E73=\"\",F73=\"\"))),\"-\",IF(OR(CA73=0,CA73=\"Not Qualified\"),\"N\",IFERROR(INDEX('Fixture Descriptions'!K:K,MATCH(AD73,'Fixture Descriptions'!A:A,0)),\"N\")))","v":"-"},0,0,0,0,0,0,0,0,0,{"$f":"ROUND(IFERROR(IF($AE$7,BI73*MaxIncentive,Inventory!Z73),0),2)","v":0},0,0,0,0,0,{"$f":"IF(I73=\"\",\"\",IFERROR(VLOOKUP(I73,'Fixture Schedule'!$C$9:$D$58,2,0),I73))","v":""},{"$f":"10","v":10},{"$f":"IFERROR(VLOOKUP(IF(I73=\"REMOVED\",E73,AD73),'Fixture Descriptions'!A:J,10,FALSE),0)","v":0},{"$f":"IFERROR(INDEX('Buildings and Areas'!D$5:D$14,MATCH($C73,'Buildings and Areas'!$B$5:$B$14,0),1),\"\")","v":""},{"$f":"IFERROR(INDEX('Buildings and Areas'!C$5:C$14,MATCH($C73,'Buildings and Areas'!$B$5:$B$14,0),1),\"\")","v":""},{"$f":"IFERROR(INDEX('Buildings and Areas'!R$5:R$14,MATCH($C73,'Buildings and Areas'!$B$5:$B$14,0),1),0)","v":0},{"$f":"IFERROR(INDEX('Buildings and Areas'!S$5:S$14,MATCH($C73,'Buildings and Areas'!$B$5:$B$14,0),1),0)","v":0},{"$f":"IFERROR(INDEX('Buildings and Areas'!T$5:T$14,MATCH($C73,'Buildings and Areas'!$B$5:$B$14,0),1),0)","v":0},{"$f":"IFERROR(INDEX('Buildings and Areas'!O$5:O$14,MATCH($C73,'Buildings and Areas'!$B$5:$B$14,0),1),\"\")","v":""},{"$f":"IFERROR(INDEX('Buildings and Areas'!F$5:F$14,MATCH($C73,'Buildings and Areas'!$B$5:$B$14,0),1)&IF(AH73=\"Exterior\",\": \"&'Buildings and Areas'!$H$4,\"\"),\"\")","v":""},{"$f":"IFERROR(INDEX('Buildings and Areas'!H$5:H$14,MATCH($C73,'Buildings and Areas'!$B$5:$B$14,0),1),\"\")","v":""},{"$f":"IFERROR(IF(INDEX('Buildings and Areas'!L$5:L$14,MATCH($C73,'Buildings and Areas'!$B$5:$B$14,0),1)=\"\",\"Deemed\",INDEX('Buildings and Areas'!L$5:L$14,MATCH($C73,'Buildings and Areas'!$B$5:$B$14,0),1)),\"\")","v":""},{"$f":"IFERROR(IF(INDEX('Buildings and Areas'!M$5:M$14,MATCH($C73,'Buildings and Areas'!$B$5:$B$14,0),1)=\"\",\"Deemed\",INDEX('Buildings and Areas'!M$5:M$14,MATCH($C73,'Buildings and Areas'!$B$5:$B$14,0),1)),\"\")","v":""},{"$f":"IFERROR(INDEX('Buildings and Areas'!P$5:P$14,MATCH($C73,'Buildings and Areas'!$B$5:$B$14,0),1),0)","v":0},{"$f":"IFERROR(INDEX('Buildings and Areas'!Q$5:Q$14,MATCH($C73,'Buildings and Areas'!$B$5:$B$14,0),1),0)","v":0},{"$f":"IF(OR($AG73=\"\",$E73=\"\",$F73=\"\"),0,IF($F$124>0.1,(VLOOKUP($E73,'Fixture Descriptions'!$A:$I,8,0)/1000)*(1-$G$124),(VLOOKUP($E73,'Fixture Descriptions'!$A:$I,8,0)/1000)))","v":0},0,0,0,0,{"$f":"IFERROR(IF(AH73=\"Exterior\",1,IF(ProjectType=\"New Construction\",1-'Factor Tables'!$C$46,1-INDEX('Factor Tables'!C$46:C$51,MATCH(Inventory!$H73,'Factor Tables'!$B$46:$B$51,0)))),1)","v":1},{"$f":"IF(I73=\"REMOVED\",0,IF($AD73<>\"\",VLOOKUP($AD73,'Fixture Descriptions'!$A:$I,8,0)/1000,0))","v":0},0,0,0,0,0,0,0,{"$f":"IFERROR(IF(OR($AG73=\"\",$K73=\"\",AH73=\"Exterior\"),1,1-INDEX('Factor Tables'!C$46:D$51,MATCH(Inventory!$K73,'Factor Tables'!$B$46:$B$51,0),IF(ProjectType=\"Retrofit\",1,2))),1)","v":1},null,0,0,{"$f":"IFERROR(BA73/INDEX(BA$112:BA$121,MATCH(C73,C$112:C$121,0)),0)","v":0},0,0,0,0,0,0,0,0,0,0,0,0,0,{"$f":"IFERROR(VLOOKUP(IF($AD73=\"Removed\",E73,$AD73),'Fixture Descriptions'!$A:$I,9,0),\"\")","v":0},{"$f":"IF($AD73=\"\",\"\",VLOOKUP($AD73,'Fixture Descriptions'!$A:$I,2,0))","v":""},{"$f":"IF(I73=\"\",\"\",IF(I73=\"Removed\",\"N/A\",IF(IFERROR(VLOOKUP(I73,'Fixture Schedule'!$C$9:$G$58,5,0),L73)=\"\",\"Not Qualified\",IFERROR(VLOOKUP(I73,'Fixture Schedule'!$C$9:$G$58,5,0),L73))))","v":""},{"$f":"IFERROR(INDEX('Utility Admin'!$F$3:$AW$3,1,MATCH(1,(CB$8='Utility Admin'!$F$1:$AW$1)*(Inventory!$AH73='Utility Admin'!$F$2:$AW$2)*(Inventory!$BY73=('Utility Admin'!$F$4:$AW$4)),0)),0)","v":0},{"$f":"IFERROR(INDEX('Utility Admin'!$F$3:$AW$3,1,MATCH(1,(CC$8='Utility Admin'!$F$1:$AW$1)*(Inventory!$AH73='Utility Admin'!$F$2:$AW$2)*(Inventory!$BY73=('Utility Admin'!$F$4:$AW$4)),0)),0)","v":0},{"$f":"IFERROR(INDEX('Utility Admin'!$F$3:$AW$3,1,MATCH(1,(CB$8='Utility Admin'!$F$1:$AW$1)*(Inventory!$AH73='Utility Admin'!$F$2:$AW$2)*(\"Lighting Controls\"=('Utility Admin'!$F$4:$AW$4)),0)),0)","v":0},{"$f":"IFERROR(INDEX('Utility Admin'!$F$3:$AW$3,1,MATCH(1,(CC$8='Utility Admin'!$F$1:$AW$1)*(Inventory!$AH73='Utility Admin'!$F$2:$AW$2)*(\"Lighting Controls\"=('Utility Admin'!$F$4:$AW$4)),0)),0)","v":0},false]
[null,66,null,null,null,null,null,null,null,null,null,null,null,{"$f":"IF(OR(I74=\"\",J74=\"\",AND(ProjectType=\"Retrofit\",OR(E74=\"\",F74=\"\"))),\"-\",IF(OR(CA74=0,CA74=\"Not Qualified\"),\"N\",IFERROR(INDEX('Fixture Descriptions'!K:K,MATCH(AD74,'Fixture Descriptions'!A:A,0)),\"N\")))","v":"-"},0,0,0,0,0,0,0,0,0,{"$f":"ROUND(IFERROR(IF($AE$7,BI74*MaxIncentive,Inventory!Z74),0),2)","v":0},0,0,0,0,0,{"$f":"IF(I74=\"\",\"\",IFERROR(VLOOKUP(I74,'Fixture Schedule'!$C$9:$D$58,2,0),I74))","v":""},{"$f":"10","v":10},{"$f":"IFERROR(VLOOKUP(IF(I74=\"REMOVED\",E74,AD74),'Fixture Descriptions'!A:J,10,FALSE),0)","v":0},{"$f":"IFERROR(INDEX('Buildings and Areas'!D$5:D$14,MATCH($C74,'Buildings and Areas'!$B$5:$B$14,0),1),\"\")","v":""},{"$f":"IFERROR(INDEX('Buildings and Areas'!C$5:C$14,MATCH($C74,'Buildings and Areas'!$B$5:$B$14,0),1),\"\")","v":""},{"$f":"IFERROR(INDEX('Buildings and Areas'!R$5:R$14,MATCH($C74,'Buildings and Areas'!$B$5:$B$14,0),1),0)","v":0},{"$f":"IFERROR(INDEX('Buildings and Areas'!S$5:S$14,MATCH($C74,'Buildings and Areas'!$B$5:$B$14,0),1),0)","v":0},{"$f":"IFERROR(INDEX('Buildings and Areas'!T$5:T$14,MATCH($C74,'Buildings and Areas'!$B$5:$B$14,0),1),0)","v":0},{"$f":"IFERROR(INDEX('Buildings and Areas'!O$5:O$14,MATCH($C74,'Buildings and Areas'!$B$5:$B$14,0),1),\"\")","v":""},{"$f":"IFERROR(INDEX('Buildings and Areas'!F$5:F$14,MATCH($C74,'Buildings and Areas'!$B$5:$B$14,0),1)&IF(AH74=\"Exterior\",\": \"&'Buildings and Areas'!$H$4,\"\"),\"\")","v":""},{"$f":"IFERROR(INDEX('Buildings and Areas'!H$5:H$14,MATCH($C74,'Buildings and Areas'!$B$5:$B$14,0),1),\"\")","v":""},{"$f":"IFERROR(IF(INDEX('Buildings and Areas'!L$5:L$14,MATCH($C74,'Buildings and Areas'!$B$5:$B$14,0),1)=\"\",\"Deemed\",INDEX('Buildings and Areas'!L$5:L$14,MATCH($C74,'Buildings and Areas'!$B$5:$B$14,0),1)),\"\")","v":""},{"$f":"IFERROR(IF(INDEX('Buildings and Areas'!M$5:M$14,MATCH($C74,'Buildings and Areas'!$B$5:$B$14,0),1)=\"\",\"Deemed\",INDEX('Buildings and Areas'!M$5:M$14,MATCH($C74,'Buildings and Areas'!$B$5:$B$14,0),1)),\"\")","v":""},{"$f":"IFERROR(INDEX('Buildings and Areas'!P$5:P$14,MATCH($C74,'Buildings and Areas'!$B$5:$B$14,0),1),0)","v":0},{"$f":"IFERROR(INDEX('Buildings and Areas'!Q$5:Q$14,MATCH($C74,'Buildings and Areas'!$B$5:$B$14,0),1),0)","v":0},{"$f":"IF(OR($AG74=\"\",$E74=\"\",$F74=\"\"),0,IF($F$124>0.1,(VLOOKUP($E74,'Fixture Descriptions'!$A:$I,8,0)/1000)*(1-$G$124),(VLOOKUP($E74,'Fixture Descriptions'!$A:$I,8,0)/1000)))","v":0},0,0,0,0,{"$f":"IFERROR(IF(AH74=\"Exterior\",1,IF(ProjectType=\"New Construction\",1-'Factor Tables'!$C$46,1-INDEX('Factor Tables'!C$46:C$51,MATCH(Inventory!$H74,'Factor Tables'!$B$46:$B$51,0)))),1)","v":1},{"$f":"IF(I74=\"REMOVED\",0,IF($AD74<>\"\",VLOOKUP($AD74,'Fixture Descriptions'!$A:$I,8,0)/1000,0))","v":0},0,0,0,0,0,0,0,{"$f":"IFERROR(IF(OR($AG74=\"\",$K74=\"\",AH74=\"Exterior\"),1,1-INDEX('Factor Tables'!C$46:D$51,MATCH(Inventory!$K74,'Factor Tables'!$B$46:$B$51,0),IF(ProjectType=\"Retrofit\",1,2))),1)","v":1},null,0,0,0,0,0,0,0,0,0,0,0,0,0,0,0,0,{"$f":"IFERROR(VLOOKUP(IF($AD74=\"Removed\",E74,$AD74),'Fixture Descriptions'!$A:$I,9,0),\"\")","v":0},{"$f":"IF($AD74=\"\",\"\",VLOOKUP($AD74,'Fixture Descriptions'!$A:$I,2,0))","v":""},{"$f":"IF(I74=\"\",\"\",IF(I74=\"Removed\",\"N/A\",IF(IFERROR(VLOOKUP(I74,'Fixture Schedule'!$C$9:$G$58,5,0),L74)=\"\",\"Not Qualified\",IFERROR(VLOOKUP(I74,'Fixture Schedule'!$C$9:$G$58,5,0),L74))))","v":""},{"$f":"IFERROR(INDEX('Utility Admin'!$F$3:$AW$3,1,MATCH(1,(CB$8='Utility Admin'!$F$1:$AW$1)*(Inventory!$AH74='Utility Admin'!$F$2:$AW$2)*(Inventory!$BY74=('Utility Admin'!$F$4:$AW$4)),0)),0)","v":0},{"$f":"IFERROR(INDEX('Utility Admin'!$F$3:$AW$3,1,MATCH(1,(CC$8='Utility Admin'!$F$1:$AW$1)*(Inventory!$AH74='Utility Admin'!$F$2:$AW$2)*(Inventory!$BY74=('Utility Admin'!$F$4:$AW$4)),0)),0)","v":0},{"$f":"IFERROR(INDEX('Utility Admin'!$F$3:$AW$3,1,MATCH(1,(CB$8='Utility Admin'!$F$1:$AW$1)*(Inventory!$AH74='Utility Admin'!$F$2:$AW$2)*(\"Lighting Controls\"=('Utility Admin'!$F$4:$AW$4)),0)),0)","v":0},{"$f":"IFERROR(INDEX('Utility Admin'!$F$3:$AW$3,1,MATCH(1,(CC$8='Utility Admin'!$F$1:$AW$1)*(Inventory!$AH74='Utility Admin'!$F$2:$AW$2)*(\"Lighting Controls\"=('Utility Admin'!$F$4:$AW$4)),0)),0)","v":0},false]
[null,{"$f":"B74+1","v":67},null,null,null,null,null,null,null,null,null,null,null,{"$f":"IF(OR(I75=\"\",J75=\"\",AND(ProjectType=\"Retrofit\",OR(E75=\"\",F75=\"\"))),\"-\",IF(OR(CA75=0,CA75=\"Not Qualified\"),\"N\",IFERROR(INDEX('Fixture Descriptions'!K:K,MATCH(AD75,'Fixture Descriptions'!A:A,0)),\"N\")))","v":"-"},{"$f":"IFERROR(ROUND(IF(OR(N75<>\"Y\",$O$4<>\"\"),0,IF(ProjectType=\"New Construction\",0,\nMAX(ABS(BP75),ABS(R75))*IF(BP75<0,-1,1))),2),0)","v":0},{"$f":"ROUND(IF($O$4<>\"\",0,IF(ProjectType=\"New Construction\",0,MAX(BT75,S75))),2)","v":0},{"$f":"O75+P75","v":0},{"$f":"ROUND(IF(OR(N75<>\"Y\",$O$4<>\"\"),0,IFERROR(IF(ProjectType=\"New Construction\",0,BO75),0)),2)","v":0},{"$f":"ROUND(IF($O$4<>\"\",0,IF(ProjectType=\"New Construction\",0,BS75)),2)","v":0},{"$f":"R75+S75","v":0},{"$f":"ROUND(IF(OR(N75<>\"Y\",$O$4<>\"\"),0,IFERROR(IF(ProjectType=\"New Construction\",0,BV75),0)),0)","v":0},{"$f":"ROUND(IF($O$4<>\"\",0,IF(ProjectType=\"New Construction\",0,BX75)),0)","v":0},{"$f":"U75+V75","v":0},{"$f":"ROUND(IFERROR(IF($AE$7,BI75*MaxIncentive,Inventory!Z75),0),2)","v":0},{"$f":"ROUND(IFERROR(IF($AE$7,BJ75*MaxIncentive,AA75),0),2)","v":0},{"$f":"ROUND(IFERROR(CC75*$U75+CB75*$O75,0),2)","v":0},{"$f":"ROUND(IFERROR(CE75*$V75+CD75*$P75,0),2)","v":0},{"$f":"IFERROR(ROUND(IF(U75=0,0,U75/$W$7*ProjectCost),2),0)","v":0},{"$f":"IFERROR(ROUND(IF(V75=0,0,V75/$W$7*ProjectCost),2),0)","v":0},{"$f":"IF(I75=\"\",\"\",IFERROR(VLOOKUP(I75,'Fixture Schedule'!$C$9:$D$58,2,0),I75))","v":""},{"$f":"10","v":10},{"$f":"IFERROR(VLOOKUP(IF(I75=\"REMOVED\",E75,AD75),'Fixture Descriptions'!A:J,10,FALSE),0)","v":0},{"$f":"IFERROR(INDEX('Buildings and Areas'!D$5:D$14,MATCH($C75,'Buildings and Areas'!$B$5:$B$14,0),1),\"\")","v":""},{"$f":"IFERROR(INDEX('Buildings and Areas'!C$5:C$14,MATCH($C75,'Buildings and Areas'!$B$5:$B$14,0),1),\"\")","v":""},{"$f":"IFERROR(INDEX('Buildings and Areas'!R$5:R$14,MATCH($C75,'Buildings and Areas'!$B$5:$B$14,0),1),0)","v":0},{"$f":"IFERROR(INDEX('Buildings and Areas'!S$5:S$14,MATCH($C75,'Buildings and Areas'!$B$5:$B$14,0),1),0)","v":0},{"$f":"IFERROR(INDEX('Buildings and Areas'!T$5:T$14,MATCH($C75,'Buildings and Areas'!$B$5:$B$14,0),1),0)","v":0},{"$f":"IFERROR(INDEX('Buildings and Areas'!O$5:O$14,MATCH($C75,'Buildings and Areas'!$B$5:$B$14,0),1),\"\")","v":""},{"$f":"IFERROR(INDEX('Buildings and Areas'!F$5:F$14,MATCH($C75,'Buildings and Areas'!$B$5:$B$14,0),1)&IF(AH75=\"Exterior\",\": \"&'Buildings and Areas'!$H$4,\"\"),\"\")","v":""},{"$f":"IFERROR(INDEX('Buildings and Areas'!H$5:H$14,MATCH($C75,'Buildings and Areas'!$B$5:$B$14,0),1),\"\")","v":""},{"$f":"IFERROR(IF(INDEX('Buildings and Areas'!L$5:L$14,MATCH($C75,'Buildings and Areas'!$B$5:$B$14,0),1)=\"\",\"Deemed\",INDEX('Buildings and Areas'!L$5:L$14,MATCH($C75,'Buildings and Areas'!$B$5:$B$14,0),1)),\"\")","v":""},{"$f":"IFERROR(IF(INDEX('Buildings and Areas'!M$5:M$14,MATCH($C75,'Buildings and Areas'!$B$5:$B$14,0),1)=\"\",\"Deemed\",INDEX('Buildings and Areas'!M$5:M$14,MATCH($C75,'Buildings and Areas'!$B$5:$B$14,0),1)),\"\")","v":""},{"$f":"IFERROR(INDEX('Buildings and Areas'!P$5:P$14,MATCH($C75,'Buildings and Areas'!$B$5:$B$14,0),1),0)","v":0},{"$f":"IFERROR(INDEX('Buildings and Areas'!Q$5:Q$14,MATCH($C75,'Buildings and Areas'!$B$5:$B$14,0),1),0)","v":0},{"$f":"IF(OR($AG75=\"\",$E75=\"\",$F75=\"\"),0,IF($F$124>0.1,(VLOOKUP($E75,'Fixture Descriptions'!$A:$I,8,0)/1000)*(1-$G$124),(VLOOKUP($E75,'Fixture Descriptions'!$A:$I,8,0)/1000)))","v":0},0,0,0,{"$f":"AV75*AX75","v":0},{"$f":"IFERROR(IF(AH75=\"Exterior\",1,IF(ProjectType=\"New Construction\",1-'Factor Tables'!$C$46,1-INDEX('Factor Tables'!C$46:C$51,MATCH(Inventory!$H75,'Factor Tables'!$B$46:$B$51,0)))),1)","v":1},{"$f":"IF(I75=\"REMOVED\",0,IF($AD75<>\"\",VLOOKUP($AD75,'Fixture Descriptions'!$A:$I,8,0)/1000,0))","v":0},{"$f":"AY75*J75","v":0},0,0,{"$f":"$J75*$AY75*$BG75*IF(ProjectType=\"New Construction\",AX75,1)","v":0},{"$f":"$J75*$AY75*$AI75*AX75","v":0},{"$f":"$J75*$AY75*$AI75*AX75*IF(AND($CA75=\"Not qualified\",ProjectType=\"New Construction\"),0,1)","v":0},{"$f":"$J75*$AY75*$AI75*BG75*IF(ProjectType=\"New Construction\",AX75,1)","v":0},{"$f":"IFERROR(IF(OR($AG75=\"\",$K75=\"\",AH75=\"Exterior\"),1,1-INDEX('Factor Tables'!C$46:D$51,MATCH(Inventory!$K75,'Factor Tables'!$B$46:$B$51,0),IF(ProjectType=\"Retrofit\",1,2))),1)","v":1},null,{"$f":"IFERROR(U75/W$7,0)","v":0},{"$f":"IFERROR(V75/W$7,0)","v":0},0,0,{"$f":"$BL75*AQ75","v":0},{"$f":"BM75*AJ75","v":0},{"$f":"IF(AND(OR(CA75=\"Not qualified\",CA75=\"\"),ProjectType=\"Retrofit\"),0,BN75)","v":0},{"$f":"IF(AND(OR(CA75=\"Not qualified\", CA75=\"\"), ProjectType=\"Retrofit\"),0,BL75*AR75*AK75)","v":0},0,{"$f":"$BQ75*AQ75","v":0},{"$f":"$BR75*AJ75","v":0},{"$f":"BQ75*AR75*AK75","v":0},0,{"$f":"IF(AND(OR(CA75=\"Not qualified\",CA75=\"\"),ProjectType=\"Retrofit\"),0,$BU75*AR75)","v":0},0,{"$f":"$BW75*AR75","v":0},{"$f":"IFERROR(VLOOKUP(IF($AD75=\"Removed\",E75,$AD75),'Fixture Descriptions'!$A:$I,9,0),\"\")","v":0},{"$f":"IF($AD75=\"\",\"\",VLOOKUP($AD75,'Fixture Descriptions'!$A:$I,2,0))","v":""},{"$f":"IF(I75=\"\",\"\",IF(I75=\"Removed\",\"N/A\",IF(IFERROR(VLOOKUP(I75,'Fixture Schedule'!$C$9:$G$58,5,0),L75)=\"\",\"Not Qualified\",IFERROR(VLOOKUP(I75,'Fixture Schedule'!$C$9:$G$58,5,0),L75))))","v":""},{"$f":"IFERROR(INDEX('Utility Admin'!$F$3:$AW$3,1,MATCH(1,(CB$8='Utility Admin'!$F$1:$AW$1)*(Inventory!$AH75='Utility Admin'!$F$2:$AW$2)*(Inventory!$BY75=('Utility Admin'!$F$4:$AW$4)),0)),0)","v":0},{"$f":"IFERROR(INDEX('Utility Admin'!$F$3:$AW$3,1,MATCH(1,(CC$8='Utility Admin'!$F$1:$AW$1)*(Inventory!$AH75='Utility Admin'!$F$2:$AW$2)*(Inventory!$BY75=('Utility Admin'!$F$4:$AW$4)),0)),0)","v":0},{"$f":"IFERROR(INDEX('Utility Admin'!$F$3:$AW$3,1,MATCH(1,(CB$8='Utility Admin'!$F$1:$AW$1)*(Inventory!$AH75='Utility Admin'!$F$2:$AW$2)*(\"Lighting Controls\"=('Utility Admin'!$F$4:$AW$4)),0)),0)","v":0},{"$f":"IFERROR(INDEX('Utility Admin'!$F$3:$AW$3,1,MATCH(1,(CC$8='Utility Admin'!$F$1:$AW$1)*(Inventory!$AH75='Utility Admin'!$F$2:$AW$2)*(\"Lighting Controls\"=('Utility Admin'!$F$4:$AW$4)),0)),0)","v":0},{"$f":"OR(AND(E75>0,ISNA(AS75)),AND(I75>0,ISNA(AY75)))","v":false}]
[null,68,null,null,null,null,null,null,null,null,null,null,null,{"$f":"IF(OR(I76=\"\",J76=\"\",AND(ProjectType=\"Retrofit\",OR(E76=\"\",F76=\"\"))),\"-\",IF(OR(CA76=0,CA76=\"Not Qualified\"),\"N\",IFERROR(INDEX('Fixture Descriptions'!K:K,MATCH(AD76,'Fixture Descriptions'!A:A,0)),\"N\")))","v":"-"},0,0,0,0,0,0,0,0,0,{"$f":"ROUND(IFERROR(IF($AE$7,BI76*MaxIncentive,Inventory!Z76),0),2)","v":0},0,0,0,0,0,{"$f":"IF(I76=\"\",\"\",IFERROR(VLOOKUP(I76,'Fixture Schedule'!$C$9:$D$58,2,0),I76))","v":""},{"$f":"10","v":10},{"$f":"IFERROR(VLOOKUP(IF(I76=\"REMOVED\",E76,AD76),'Fixture Descriptions'!A:J,10,FALSE),0)","v":0},{"$f":"IFERROR(INDEX('Buildings and Areas'!D$5:D$14,MATCH($C76,'Buildings and Areas'!$B$5:$B$14,0),1),\"\")","v":""},{"$f":"IFERROR(INDEX('Buildings and Areas'!C$5:C$14,MATCH($C76,'Buildings and Areas'!$B$5:$B$14,0),1),\"\")","v":""},{"$f":"IFERROR(INDEX('Buildings and Areas'!R$5:R$14,MATCH($C76,'Buildings and Areas'!$B$5:$B$14,0),1),0)","v":0},{"$f":"IFERROR(INDEX('Buildings and Areas'!S$5:S$14,MATCH($C76,'Buildings and Areas'!$B$5:$B$14,0),1),0)","v":0},{"$f":"IFERROR(INDEX('Buildings and Areas'!T$5:T$14,MATCH($C76,'Buildings and Areas'!$B$5:$B$14,0),1),0)","v":0},{"$f":"IFERROR(INDEX('Buildings and Areas'!O$5:O$14,MATCH($C76,'Buildings and Areas'!$B$5:$B$14,0),1),\"\")","v":""},{"$f":"IFERROR(INDEX('Buildings and Areas'!F$5:F$14,MATCH($C76,'Buildings and Areas'!$B$5:$B$14,0),1)&IF(AH76=\"Exterior\",\": \"&'Buildings and Areas'!$H$4,\"\"),\"\")","v":""},{"$f":"IFERROR(INDEX('Buildings and Areas'!H$5:H$14,MATCH($C76,'Buildings and Areas'!$B$5:$B$14,0),1),\"\")","v":""},{"$f":"IFERROR(IF(INDEX('Buildings and Areas'!L$5:L$14,MATCH($C76,'Buildings and Areas'!$B$5:$B$14,0),1)=\"\",\"Deemed\",INDEX('Buildings and Areas'!L$5:L$14,MATCH($C76,'Buildings and Areas'!$B$5:$B$14,0),1)),\"\")","v":""},{"$f":"IFERROR(IF(INDEX('Buildings and Areas'!M$5:M$14,MATCH($C76,'Buildings and Areas'!$B$5:$B$14,0),1)=\"\",\"Deemed\",INDEX('Buildings and Areas'!M$5:M$14,MATCH($C76,'Buildings and Areas'!$B$5:$B$14,0),1)),\"\")","v":""},{"$f":"IFERROR(INDEX('Buildings and Areas'!P$5:P$14,MATCH($C76,'Buildings and Areas'!$B$5:$B$14,0),1),0)","v":0},{"$f":"IFERROR(INDEX('Buildings and Areas'!Q$5:Q$14,MATCH($C76,'Buildings and Areas'!$B$5:$B$14,0),1),0)","v":0},{"$f":"IF(OR($AG76=\"\",$E76=\"\",$F76=\"\"),0,IF($F$124>0.1,(VLOOKUP($E76,'Fixture Descriptions'!$A:$I,8,0)/1000)*(1-$G$124),(VLOOKUP($E76,'Fixture Descriptions'!$A:$I,8,0)/1000)))","v":0},0,0,0,0,{"$f":"IFERROR(IF(AH76=\"Exterior\",1,IF(ProjectType=\"New Construction\",1-'Factor Tables'!$C$46,1-INDEX('Factor Tables'!C$46:C$51,MATCH(Inventory!$H76,'Factor Tables'!$B$46:$B$51,0)))),1)","v":1},{"$f":"IF(I76=\"REMOVED\",0,IF($AD76<>\"\",VLOOKUP($AD76,'Fixture Descriptions'!$A:$I,8,0)/1000,0))","v":0},0,0,0,0,0,0,0,{"$f":"IFERROR(IF(OR($AG76=\"\",$K76=\"\",AH76=\"Exterior\"),1,1-INDEX('Factor Tables'!C$46:D$51,MATCH(Inventory!$K76,'Factor Tables'!$B$46:$B$51,0),IF(ProjectType=\"Retrofit\",1,2))),1)","v":1},null,0,0,0,0,0,0,0,0,0,0,0,0,0,0,0,0,{"$f":"IFERROR(VLOOKUP(IF($AD76=\"Removed\",E76,$AD76),'Fixture Descriptions'!$A:$I,9,0),\"\")","v":0},{"$f":"IF($AD76=\"\",\"\",VLOOKUP($AD76,'Fixture Descriptions'!$A:$I,2,0))","v":""},{"$f":"IF(I76=\"\",\"\",IF(I76=\"Removed\",\"N/A\",IF(IFERROR(VLOOKUP(I76,'Fixture Schedule'!$C$9:$G$58,5,0),L76)=\"\",\"Not Qualified\",IFERROR(VLOOKUP(I76,'Fixture Schedule'!$C$9:$G$58,5,0),L76))))","v":""},{"$f":"IFERROR(INDEX('Utility Admin'!$F$3:$AW$3,1,MATCH(1,(CB$8='Utility Admin'!$F$1:$AW$1)*(Inventory!$AH76='Utility Admin'!$F$2:$AW$2)*(Inventory!$BY76=('Utility Admin'!$F$4:$AW$4)),0)),0)","v":0},{"$f":"IFERROR(INDEX('Utility Admin'!$F$3:$AW$3,1,MATCH(1,(CC$8='Utility Admin'!$F$1:$AW$1)*(Inventory!$AH76='Utility Admin'!$F$2:$AW$2)*(Inventory!$BY76=('Utility Admin'!$F$4:$AW$4)),0)),0)","v":0},{"$f":"IFERROR(INDEX('Utility Admin'!$F$3:$AW$3,1,MATCH(1,(CB$8='Utility Admin'!$F$1:$AW$1)*(Inventory!$AH76='Utility Admin'!$F$2:$AW$2)*(\"Lighting Controls\"=('Utility Admin'!$F$4:$AW$4)),0)),0)","v":0},{"$f":"IFERROR(INDEX('Utility Admin'!$F$3:$AW$3,1,MATCH(1,(CC$8='Utility Admin'!$F$1:$AW$1)*(Inventory!$AH76='Utility Admin'!$F$2:$AW$2)*(\"Lighting Controls\"=('Utility Admin'!$F$4:$AW$4)),0)),0)","v":0},false]
[null,69,null,null,null,null,null,null,null,null,null,null,null,{"$f":"IF(OR(I77=\"\",J77=\"\",AND(ProjectType=\"Retrofit\",OR(E77=\"\",F77=\"\"))),\"-\",IF(OR(CA77=0,CA77=\"Not Qualified\"),\"N\",IFERROR(INDEX('Fixture Descriptions'!K:K,MATCH(AD77,'Fixture Descriptions'!A:A,0)),\"N\")))","v":"-"},0,0,0,0,0,0,0,0,0,{"$f":"ROUND(IFERROR(IF($AE$7,BI77*MaxIncentive,Inventory!Z77),0),2)","v":0},0,0,0,0,0,{"$f":"IF(I77=\"\",\"\",IFERROR(VLOOKUP(I77,'Fixture Schedule'!$C$9:$D$58,2,0),I77))","v":""},{"$f":"10","v":10},{"$f":"IFERROR(VLOOKUP(IF(I77=\"REMOVED\",E77,AD77),'Fixture Descriptions'!A:J,10,FALSE),0)","v":0},{"$f":"IFERROR(INDEX('Buildings and Areas'!D$5:D$14,MATCH($C77,'Buildings and Areas'!$B$5:$B$14,0),1),\"\")","v":""},{"$f":"IFERROR(INDEX('Buildings and Areas'!C$5:C$14,MATCH($C77,'Buildings and Areas'!$B$5:$B$14,0),1),\"\")","v":""},{"$f":"IFERROR(INDEX('Buildings and Areas'!R$5:R$14,MATCH($C77,'Buildings and Areas'!$B$5:$B$14,0),1),0)","v":0},{"$f":"IFERROR(INDEX('Buildings and Areas'!S$5:S$14,MATCH($C77,'Buildings and Areas'!$B$5:$B$14,0),1),0)","v":0},{"$f":"IFERROR(INDEX('Buildings and Areas'!T$5:T$14,MATCH($C77,'Buildings and Areas'!$B$5:$B$14,0),1),0)","v":0},{"$f":"IFERROR(INDEX('Buildings and Areas'!O$5:O$14,MATCH($C77,'Buildings and Areas'!$B$5:$B$14,0),1),\"\")","v":""},{"$f":"IFERROR(INDEX('Buildings and Areas'!F$5:F$14,MATCH($C77,'Buildings and Areas'!$B$5:$B$14,0),1)&IF(AH77=\"Exterior\",\": \"&'Buildings and Areas'!$H$4,\"\"),\"\")","v":""},{"$f":"IFERROR(INDEX('Buildings and Areas'!H$5:H$14,MATCH($C77,'Buildings and Areas'!$B$5:$B$14,0),1),\"\")","v":""},{"$f":"IFERROR(IF(INDEX('Buildings and Areas'!L$5:L$14,MATCH($C77,'Buildings and Areas'!$B$5:$B$14,0),1)=\"\",\"Deemed\",INDEX('Buildings and Areas'!L$5:L$14,MATCH($C77,'Buildings and Areas'!$B$5:$B$14,0),1)),\"\")","v":""},{"$f":"IFERROR(IF(INDEX('Buildings and Areas'!M$5:M$14,MATCH($C77,'Buildings and Areas'!$B$5:$B$14,0),1)=\"\",\"Deemed\",INDEX('Buildings and Areas'!M$5:M$14,MATCH($C77,'Buildings and Areas'!$B$5:$B$14,0),1)),\"\")","v":""},{"$f":"IFERROR(INDEX('Buildings and Areas'!P$5:P$14,MATCH($C77,'Buildings and Areas'!$B$5:$B$14,0),1),0)","v":0},{"$f":"IFERROR(INDEX('Buildings and Areas'!Q$5:Q$14,MATCH($C77,'Buildings and Areas'!$B$5:$B$14,0),1),0)","v":0},{"$f":"IF(OR($AG77=\"\",$E77=\"\",$F77=\"\"),0,IF($F$124>0.1,(VLOOKUP($E77,'Fixture Descriptions'!$A:$I,8,0)/1000)*(1-$G$124),(VLOOKUP($E77,'Fixture Descriptions'!$A:$I,8,0)/1000)))","v":0},0,0,0,0,{"$f":"IFERROR(IF(AH77=\"Exterior\",1,IF(ProjectType=\"New Construction\",1-'Factor Tables'!$C$46,1-INDEX('Factor Tables'!C$46:C$51,MATCH(Inventory!$H77,'Factor Tables'!$B$46:$B$51,0)))),1)","v":1},{"$f":"IF(I77=\"REMOVED\",0,IF($AD77<>\"\",VLOOKUP($AD77,'Fixture Descriptions'!$A:$I,8,0)/1000,0))","v":0},0,0,0,0,0,0,0,{"$f":"IFERROR(IF(OR($AG77=\"\",$K77=\"\",AH77=\"Exterior\"),1,1-INDEX('Factor Tables'!C$46:D$51,MATCH(Inventory!$K77,'Factor Tables'!$B$46:$B$51,0),IF(ProjectType=\"Retrofit\",1,2))),1)","v":1},null,0,0,0,0,0,0,0,0,0,0,0,0,0,0,0,0,{"$f":"IFERROR(VLOOKUP(IF($AD77=\"Removed\",E77,$AD77),'Fixture Descriptions'!$A:$I,9,0),\"\")","v":0},{"$f":"IF($AD77=\"\",\"\",VLOOKUP($AD77,'Fixture Descriptions'!$A:$I,2,0))","v":""},{"$f":"IF(I77=\"\",\"\",IF(I77=\"Removed\",\"N/A\",IF(IFERROR(VLOOKUP(I77,'Fixture Schedule'!$C$9:$G$58,5,0),L77)=\"\",\"Not Qualified\",IFERROR(VLOOKUP(I77,'Fixture Schedule'!$C$9:$G$58,5,0),L77))))","v":""},{"$f":"IFERROR(INDEX('Utility Admin'!$F$3:$AW$3,1,MATCH(1,(CB$8='Utility Admin'!$F$1:$AW$1)*(Inventory!$AH77='Utility Admin'!$F$2:$AW$2)*(Inventory!$BY77=('Utility Admin'!$F$4:$AW$4)),0)),0)","v":0},{"$f":"IFERROR(INDEX('Utility Admin'!$F$3:$AW$3,1,MATCH(1,(CC$8='Utility Admin'!$F$1:$AW$1)*(Inventory!$AH77='Utility Admin'!$F$2:$AW$2)*(Inventory!$BY77=('Utility Admin'!$F$4:$AW$4)),0)),0)","v":0},{"$f":"IFERROR(INDEX('Utility Admin'!$F$3:$AW$3,1,MATCH(1,(CB$8='Utility Admin'!$F$1:$AW$1)*(Inventory!$AH77='Utility Admin'!$F$2:$AW$2)*(\"Lighting Controls\"=('Utility Admin'!$F$4:$AW$4)),0)),0)","v":0},{"$f":"IFERROR(INDEX('Utility Admin'!$F$3:$AW$3,1,MATCH(1,(CC$8='Utility Admin'!$F$1:$AW$1)*(Inventory!$AH77='Utility Admin'!$F$2:$AW$2)*(\"Lighting Controls\"=('Utility Admin'!$F$4:$AW$4)),0)),0)","v":0},false]
[null,70,null,null,null,null,null,null,null,null,null,null,null,{"$f":"IF(OR(I78=\"\",J78=\"\",AND(ProjectType=\"Retrofit\",OR(E78=\"\",F78=\"\"))),\"-\",IF(OR(CA78=0,CA78=\"Not Qualified\"),\"N\",IFERROR(INDEX('Fixture Descriptions'!K:K,MATCH(AD78,'Fixture Descriptions'!A:A,0)),\"N\")))","v":"-"},0,0,0,0,0,0,0,0,0,{"$f":"ROUND(IFERROR(IF($AE$7,BI78*MaxIncentive,Inventory!Z78),0),2)","v":0},0,0,0,0,0,{"$f":"IF(I78=\"\",\"\",IFERROR(VLOOKUP(I78,'Fixture Schedule'!$C$9:$D$58,2,0),I78))","v":""},{"$f":"10","v":10},{"$f":"IFERROR(VLOOKUP(IF(I78=\"REMOVED\",E78,AD78),'Fixture Descriptions'!A:J,10,FALSE),0)","v":0},{"$f":"IFERROR(INDEX('Buildings and Areas'!D$5:D$14,MATCH($C78,'Buildings and Areas'!$B$5:$B$14,0),1),\"\")","v":""},{"$f":"IFERROR(INDEX('Buildings and Areas'!C$5:C$14,MATCH($C78,'Buildings and Areas'!$B$5:$B$14,0),1),\"\")","v":""},{"$f":"IFERROR(INDEX('Buildings and Areas'!R$5:R$14,MATCH($C78,'Buildings and Areas'!$B$5:$B$14,0),1),0)","v":0},{"$f":"IFERROR(INDEX('Buildings and Areas'!S$5:S$14,MATCH($C78,'Buildings and Areas'!$B$5:$B$14,0),1),0)","v":0},{"$f":"IFERROR(INDEX('Buildings and Areas'!T$5:T$14,MATCH($C78,'Buildings and Areas'!$B$5:$B$14,0),1),0)","v":0},{"$f":"IFERROR(INDEX('Buildings and Areas'!O$5:O$14,MATCH($C78,'Buildings and Areas'!$B$5:$B$14,0),1),\"\")","v":""},{"$f":"IFERROR(INDEX('Buildings and Areas'!F$5:F$14,MATCH($C78,'Buildings and Areas'!$B$5:$B$14,0),1)&IF(AH78=\"Exterior\",\": \"&'Buildings and Areas'!$H$4,\"\"),\"\")","v":""},{"$f":"IFERROR(INDEX('Buildings and Areas'!H$5:H$14,MATCH($C78,'Buildings and Areas'!$B$5:$B$14,0),1),\"\")","v":""},{"$f":"IFERROR(IF(INDEX('Buildings and Areas'!L$5:L$14,MATCH($C78,'Buildings and Areas'!$B$5:$B$14,0),1)=\"\",\"Deemed\",INDEX('Buildings and Areas'!L$5:L$14,MATCH($C78,'Buildings and Areas'!$B$5:$B$14,0),1)),\"\")","v":""},{"$f":"IFERROR(IF(INDEX('Buildings and Areas'!M$5:M$14,MATCH($C78,'Buildings and Areas'!$B$5:$B$14,0),1)=\"\",\"Deemed\",INDEX('Buildings and Areas'!M$5:M$14,MATCH($C78,'Buildings and Areas'!$B$5:$B$14,0),1)),\"\")","v":""},{"$f":"IFERROR(INDEX('Buildings and Areas'!P$5:P$14,MATCH($C78,'Buildings and Areas'!$B$5:$B$14,0),1),0)","v":0},{"$f":"IFERROR(INDEX('Buildings and Areas'!Q$5:Q$14,MATCH($C78,'Buildings and Areas'!$B$5:$B$14,0),1),0)","v":0},{"$f":"IF(OR($AG78=\"\",$E78=\"\",$F78=\"\"),0,IF($F$124>0.1,(VLOOKUP($E78,'Fixture Descriptions'!$A:$I,8,0)/1000)*(1-$G$124),(VLOOKUP($E78,'Fixture Descriptions'!$A:$I,8,0)/1000)))","v":0},0,0,0,0,{"$f":"IFERROR(IF(AH78=\"Exterior\",1,IF(ProjectType=\"New Construction\",1-'Factor Tables'!$C$46,1-INDEX('Factor Tables'!C$46:C$51,MATCH(Inventory!$H78,'Factor Tables'!$B$46:$B$51,0)))),1)","v":1},{"$f":"IF(I78=\"REMOVED\",0,IF($AD78<>\"\",VLOOKUP($AD78,'Fixture Descriptions'!$A:$I,8,0)/1000,0))","v":0},0,0,0,0,0,0,0,{"$f":"IFERROR(IF(OR($AG78=\"\",$K78=\"\",AH78=\"Exterior\"),1,1-INDEX('Factor Tables'!C$46:D$51,MATCH(Inventory!$K78,'Factor Tables'!$B$46:$B$51,0),IF(ProjectType=\"Retrofit\",1,2))),1)","v":1},null,0,0,0,0,0,0,0,0,0,0,0,0,0,0,0,0,{"$f":"IFERROR(VLOOKUP(IF($AD78=\"Removed\",E78,$AD78),'Fixture Descriptions'!$A:$I,9,0),\"\")","v":0},{"$f":"IF($AD78=\"\",\"\",VLOOKUP($AD78,'Fixture Descriptions'!$A:$I,2,0))","v":""},{"$f":"IF(I78=\"\",\"\",IF(I78=\"Removed\",\"N/A\",IF(IFERROR(VLOOKUP(I78,'Fixture Schedule'!$C$9:$G$58,5,0),L78)=\"\",\"Not Qualified\",IFERROR(VLOOKUP(I78,'Fixture Schedule'!$C$9:$G$58,5,0),L78))))","v":""},{"$f":"IFERROR(INDEX('Utility Admin'!$F$3:$AW$3,1,MATCH(1,(CB$8='Utility Admin'!$F$1:$AW$1)*(Inventory!$AH78='Utility Admin'!$F$2:$AW$2)*(Inventory!$BY78=('Utility Admin'!$F$4:$AW$4)),0)),0)","v":0},{"$f":"IFERROR(INDEX('Utility Admin'!$F$3:$AW$3,1,MATCH(1,(CC$8='Utility Admin'!$F$1:$AW$1)*(Inventory!$AH78='Utility Admin'!$F$2:$AW$2)*(Inventory!$BY78=('Utility Admin'!$F$4:$AW$4)),0)),0)","v":0},{"$f":"IFERROR(INDEX('Utility Admin'!$F$3:$AW$3,1,MATCH(1,(CB$8='Utility Admin'!$F$1:$AW$1)*(Inventory!$AH78='Utility Admin'!$F$2:$AW$2)*(\"Lighting Controls\"=('Utility Admin'!$F$4:$AW$4)),0)),0)","v":0},{"$f":"IFERROR(INDEX('Utility Admin'!$F$3:$AW$3,1,MATCH(1,(CC$8='Utility Admin'!$F$1:$AW$1)*(Inventory!$AH78='Utility Admin'!$F$2:$AW$2)*(\"Lighting Controls\"=('Utility Admin'!$F$4:$AW$4)),0)),0)","v":0},false]
[null,71,null,null,null,null,null,null,null,null,null,null,null,{"$f":"IF(OR(I79=\"\",J79=\"\",AND(ProjectType=\"Retrofit\",OR(E79=\"\",F79=\"\"))),\"-\",IF(OR(CA79=0,CA79=\"Not Qualified\"),\"N\",IFERROR(INDEX('Fixture Descriptions'!K:K,MATCH(AD79,'Fixture Descriptions'!A:A,0)),\"N\")))","v":"-"},0,0,0,0,0,0,0,0,0,{"$f":"ROUND(IFERROR(IF($AE$7,BI79*MaxIncentive,Inventory!Z79),0),2)","v":0},0,0,0,0,0,{"$f":"IF(I79=\"\",\"\",IFERROR(VLOOKUP(I79,'Fixture Schedule'!$C$9:$D$58,2,0),I79))","v":""},{"$f":"10","v":10},{"$f":"IFERROR(VLOOKUP(IF(I79=\"REMOVED\",E79,AD79),'Fixture Descriptions'!A:J,10,FALSE),0)","v":0},{"$f":"IFERROR(INDEX('Buildings and Areas'!D$5:D$14,MATCH($C79,'Buildings and Areas'!$B$5:$B$14,0),1),\"\")","v":""},{"$f":"IFERROR(INDEX('Buildings and Areas'!C$5:C$14,MATCH($C79,'Buildings and Areas'!$B$5:$B$14,0),1),\"\")","v":""},{"$f":"IFERROR(INDEX('Buildings and Areas'!R$5:R$14,MATCH($C79,'Buildings and Areas'!$B$5:$B$14,0),1),0)","v":0},{"$f":"IFERROR(INDEX('Buildings and Areas'!S$5:S$14,MATCH($C79,'Buildings and Areas'!$B$5:$B$14,0),1),0)","v":0},{"$f":"IFERROR(INDEX('Buildings and Areas'!T$5:T$14,MATCH($C79,'Buildings and Areas'!$B$5:$B$14,0),1),0)","v":0},{"$f":"IFERROR(INDEX('Buildings and Areas'!O$5:O$14,MATCH($C79,'Buildings and Areas'!$B$5:$B$14,0),1),\"\")","v":""},{"$f":"IFERROR(INDEX('Buildings and Areas'!F$5:F$14,MATCH($C79,'Buildings and Areas'!$B$5:$B$14,0),1)&IF(AH79=\"Exterior\",\": \"&'Buildings and Areas'!$H$4,\"\"),\"\")","v":""},{"$f":"IFERROR(INDEX('Buildings and Areas'!H$5:H$14,MATCH($C79,'Buildings and Areas'!$B$5:$B$14,0),1),\"\")","v":""},{"$f":"IFERROR(IF(INDEX('Buildings and Areas'!L$5:L$14,MATCH($C79,'Buildings and Areas'!$B$5:$B$14,0),1)=\"\",\"Deemed\",INDEX('Buildings and Areas'!L$5:L$14,MATCH($C79,'Buildings and Areas'!$B$5:$B$14,0),1)),\"\")","v":""},{"$f":"IFERROR(IF(INDEX('Buildings and Areas'!M$5:M$14,MATCH($C79,'Buildings and Areas'!$B$5:$B$14,0),1)=\"\",\"Deemed\",INDEX('Buildings and Areas'!M$5:M$14,MATCH($C79,'Buildings and Areas'!$B$5:$B$14,0),1)),\"\")","v":""},{"$f":"IFERROR(INDEX('Buildings and Areas'!P$5:P$14,MATCH($C79,'Buildings and Areas'!$B$5:$B$14,0),1),0)","v":0},{"$f":"IFERROR(INDEX('Buildings and Areas'!Q$5:Q$14,MATCH($C79,'Buildings and Areas'!$B$5:$B$14,0),1),0)","v":0},{"$f":"IF(OR($AG79=\"\",$E79=\"\",$F79=\"\"),0,IF($F$124>0.1,(VLOOKUP($E79,'Fixture Descriptions'!$A:$I,8,0)/1000)*(1-$G$124),(VLOOKUP($E79,'Fixture Descriptions'!$A:$I,8,0)/1000)))","v":0},0,0,0,0,{"$f":"IFERROR(IF(AH79=\"Exterior\",1,IF(ProjectType=\"New Construction\",1-'Factor Tables'!$C$46,1-INDEX('Factor Tables'!C$46:C$51,MATCH(Inventory!$H79,'Factor Tables'!$B$46:$B$51,0)))),1)","v":1},{"$f":"IF(I79=\"REMOVED\",0,IF($AD79<>\"\",VLOOKUP($AD79,'Fixture Descriptions'!$A:$I,8,0)/1000,0))","v":0},0,0,0,0,0,0,0,{"$f":"IFERROR(IF(OR($AG79=\"\",$K79=\"\",AH79=\"Exterior\"),1,1-INDEX('Factor Tables'!C$46:D$51,MATCH(Inventory!$K79,'Factor Tables'!$B$46:$B$51,0),IF(ProjectType=\"Retrofit\",1,2))),1)","v":1},null,0,0,0,0,0,0,0,0,0,0,0,0,0,0,0,0,{"$f":"IFERROR(VLOOKUP(IF($AD79=\"Removed\",E79,$AD79),'Fixture Descriptions'!$A:$I,9,0),\"\")","v":0},{"$f":"IF($AD79=\"\",\"\",VLOOKUP($AD79,'Fixture Descriptions'!$A:$I,2,0))","v":""},{"$f":"IF(I79=\"\",\"\",IF(I79=\"Removed\",\"N/A\",IF(IFERROR(VLOOKUP(I79,'Fixture Schedule'!$C$9:$G$58,5,0),L79)=\"\",\"Not Qualified\",IFERROR(VLOOKUP(I79,'Fixture Schedule'!$C$9:$G$58,5,0),L79))))","v":""},{"$f":"IFERROR(INDEX('Utility Admin'!$F$3:$AW$3,1,MATCH(1,(CB$8='Utility Admin'!$F$1:$AW$1)*(Inventory!$AH79='Utility Admin'!$F$2:$AW$2)*(Inventory!$BY79=('Utility Admin'!$F$4:$AW$4)),0)),0)","v":0},{"$f":"IFERROR(INDEX('Utility Admin'!$F$3:$AW$3,1,MATCH(1,(CC$8='Utility Admin'!$F$1:$AW$1)*(Inventory!$AH79='Utility Admin'!$F$2:$AW$2)*(Inventory!$BY79=('Utility Admin'!$F$4:$AW$4)),0)),0)","v":0},{"$f":"IFERROR(INDEX('Utility Admin'!$F$3:$AW$3,1,MATCH(1,(CB$8='Utility Admin'!$F$1:$AW$1)*(Inventory!$AH79='Utility Admin'!$F$2:$AW$2)*(\"Lighting Controls\"=('Utility Admin'!$F$4:$AW$4)),0)),0)","v":0},{"$f":"IFERROR(INDEX('Utility Admin'!$F$3:$AW$3,1,MATCH(1,(CC$8='Utility Admin'!$F$1:$AW$1)*(Inventory!$AH79='Utility Admin'!$F$2:$AW$2)*(\"Lighting Controls\"=('Utility Admin'!$F$4:$AW$4)),0)),0)","v":0},false]
[null,72,null,null,null,null,null,null,null,null,null,null,null,{"$f":"IF(OR(I80=\"\",J80=\"\",AND(ProjectType=\"Retrofit\",OR(E80=\"\",F80=\"\"))),\"-\",IF(OR(CA80=0,CA80=\"Not Qualified\"),\"N\",IFERROR(INDEX('Fixture Descriptions'!K:K,MATCH(AD80,'Fixture Descriptions'!A:A,0)),\"N\")))","v":"-"},0,0,0,0,0,0,0,0,0,{"$f":"ROUND(IFERROR(IF($AE$7,BI80*MaxIncentive,Inventory!Z80),0),2)","v":0},0,0,0,0,0,{"$f":"IF(I80=\"\",\"\",IFERROR(VLOOKUP(I80,'Fixture Schedule'!$C$9:$D$58,2,0),I80))","v":""},{"$f":"10","v":10},{"$f":"IFERROR(VLOOKUP(IF(I80=\"REMOVED\",E80,AD80),'Fixture Descriptions'!A:J,10,FALSE),0)","v":0},{"$f":"IFERROR(INDEX('Buildings and Areas'!D$5:D$14,MATCH($C80,'Buildings and Areas'!$B$5:$B$14,0),1),\"\")","v":""},{"$f":"IFERROR(INDEX('Buildings and Areas'!C$5:C$14,MATCH($C80,'Buildings and Areas'!$B$5:$B$14,0),1),\"\")","v":""},{"$f":"IFERROR(INDEX('Buildings and Areas'!R$5:R$14,MATCH($C80,'Buildings and Areas'!$B$5:$B$14,0),1),0)","v":0},{"$f":"IFERROR(INDEX('Buildings and Areas'!S$5:S$14,MATCH($C80,'Buildings and Areas'!$B$5:$B$14,0),1),0)","v":0},{"$f":"IFERROR(INDEX('Buildings and Areas'!T$5:T$14,MATCH($C80,'Buildings and Areas'!$B$5:$B$14,0),1),0)","v":0},{"$f":"IFERROR(INDEX('Buildings and Areas'!O$5:O$14,MATCH($C80,'Buildings and Areas'!$B$5:$B$14,0),1),\"\")","v":""},{"$f":"IFERROR(INDEX('Buildings and Areas'!F$5:F$14,MATCH($C80,'Buildings and Areas'!$B$5:$B$14,0),1)&IF(AH80=\"Exterior\",\": \"&'Buildings and Areas'!$H$4,\"\"),\"\")","v":""},{"$f":"IFERROR(INDEX('Buildings and Areas'!H$5:H$14,MATCH($C80,'Buildings and Areas'!$B$5:$B$14,0),1),\"\")","v":""},{"$f":"IFERROR(IF(INDEX('Buildings and Areas'!L$5:L$14,MATCH($C80,'Buildings and Areas'!$B$5:$B$14,0),1)=\"\",\"Deemed\",INDEX('Buildings and Areas'!L$5:L$14,MATCH($C80,'Buildings and Areas'!$B$5:$B$14,0),1)),\"\")","v":""},{"$f":"IFERROR(IF(INDEX('Buildings and Areas'!M$5:M$14,MATCH($C80,'Buildings and Areas'!$B$5:$B$14,0),1)=\"\",\"Deemed\",INDEX('Buildings and Areas'!M$5:M$14,MATCH($C80,'Buildings and Areas'!$B$5:$B$14,0),1)),\"\")","v":""},{"$f":"IFERROR(INDEX('Buildings and Areas'!P$5:P$14,MATCH($C80,'Buildings and Areas'!$B$5:$B$14,0),1),0)","v":0},{"$f":"IFERROR(INDEX('Buildings and Areas'!Q$5:Q$14,MATCH($C80,'Buildings and Areas'!$B$5:$B$14,0),1),0)","v":0},{"$f":"IF(OR($AG80=\"\",$E80=\"\",$F80=\"\"),0,IF($F$124>0.1,(VLOOKUP($E80,'Fixture Descriptions'!$A:$I,8,0)/1000)*(1-$G$124),(VLOOKUP($E80,'Fixture Descriptions'!$A:$I,8,0)/1000)))","v":0},0,0,0,0,{"$f":"IFERROR(IF(AH80=\"Exterior\",1,IF(ProjectType=\"New Construction\",1-'Factor Tables'!$C$46,1-INDEX('Factor Tables'!C$46:C$51,MATCH(Inventory!$H80,'Factor Tables'!$B$46:$B$51,0)))),1)","v":1},{"$f":"IF(I80=\"REMOVED\",0,IF($AD80<>\"\",VLOOKUP($AD80,'Fixture Descriptions'!$A:$I,8,0)/1000,0))","v":0},0,0,0,0,0,0,0,{"$f":"IFERROR(IF(OR($AG80=\"\",$K80=\"\",AH80=\"Exterior\"),1,1-INDEX('Factor Tables'!C$46:D$51,MATCH(Inventory!$K80,'Factor Tables'!$B$46:$B$51,0),IF(ProjectType=\"Retrofit\",1,2))),1)","v":1},null,0,0,0,0,0,0,0,0,0,0,0,0,0,0,0,0,{"$f":"IFERROR(VLOOKUP(IF($AD80=\"Removed\",E80,$AD80),'Fixture Descriptions'!$A:$I,9,0),\"\")","v":0},{"$f":"IF($AD80=\"\",\"\",VLOOKUP($AD80,'Fixture Descriptions'!$A:$I,2,0))","v":""},{"$f":"IF(I80=\"\",\"\",IF(I80=\"Removed\",\"N/A\",IF(IFERROR(VLOOKUP(I80,'Fixture Schedule'!$C$9:$G$58,5,0),L80)=\"\",\"Not Qualified\",IFERROR(VLOOKUP(I80,'Fixture Schedule'!$C$9:$G$58,5,0),L80))))","v":""},{"$f":"IFERROR(INDEX('Utility Admin'!$F$3:$AW$3,1,MATCH(1,(CB$8='Utility Admin'!$F$1:$AW$1)*(Inventory!$AH80='Utility Admin'!$F$2:$AW$2)*(Inventory!$BY80=('Utility Admin'!$F$4:$AW$4)),0)),0)","v":0},{"$f":"IFERROR(INDEX('Utility Admin'!$F$3:$AW$3,1,MATCH(1,(CC$8='Utility Admin'!$F$1:$AW$1)*(Inventory!$AH80='Utility Admin'!$F$2:$AW$2)*(Inventory!$BY80=('Utility Admin'!$F$4:$AW$4)),0)),0)","v":0},{"$f":"IFERROR(INDEX('Utility Admin'!$F$3:$AW$3,1,MATCH(1,(CB$8='Utility Admin'!$F$1:$AW$1)*(Inventory!$AH80='Utility Admin'!$F$2:$AW$2)*(\"Lighting Controls\"=('Utility Admin'!$F$4:$AW$4)),0)),0)","v":0},{"$f":"IFERROR(INDEX('Utility Admin'!$F$3:$AW$3,1,MATCH(1,(CC$8='Utility Admin'!$F$1:$AW$1)*(Inventory!$AH80='Utility Admin'!$F$2:$AW$2)*(\"Lighting Controls\"=('Utility Admin'!$F$4:$AW$4)),0)),0)","v":0},false]
[null,73,null,null,null,null,null,null,null,null,null,null,null,{"$f":"IF(OR(I81=\"\",J81=\"\",AND(ProjectType=\"Retrofit\",OR(E81=\"\",F81=\"\"))),\"-\",IF(OR(CA81=0,CA81=\"Not Qualified\"),\"N\",IFERROR(INDEX('Fixture Descriptions'!K:K,MATCH(AD81,'Fixture Descriptions'!A:A,0)),\"N\")))","v":"-"},0,0,0,0,0,0,0,0,0,{"$f":"ROUND(IFERROR(IF($AE$7,BI81*MaxIncentive,Inventory!Z81),0),2)","v":0},0,0,0,0,0,{"$f":"IF(I81=\"\",\"\",IFERROR(VLOOKUP(I81,'Fixture Schedule'!$C$9:$D$58,2,0),I81))","v":""},{"$f":"10","v":10},{"$f":"IFERROR(VLOOKUP(IF(I81=\"REMOVED\",E81,AD81),'Fixture Descriptions'!A:J,10,FALSE),0)","v":0},{"$f":"IFERROR(INDEX('Buildings and Areas'!D$5:D$14,MATCH($C81,'Buildings and Areas'!$B$5:$B$14,0),1),\"\")","v":""},{"$f":"IFERROR(INDEX('Buildings and Areas'!C$5:C$14,MATCH($C81,'Buildings and Areas'!$B$5:$B$14,0),1),\"\")","v":""},{"$f":"IFERROR(INDEX('Buildings and Areas'!R$5:R$14,MATCH($C81,'Buildings and Areas'!$B$5:$B$14,0),1),0)","v":0},{"$f":"IFERROR(INDEX('Buildings and Areas'!S$5:S$14,MATCH($C81,'Buildings and Areas'!$B$5:$B$14,0),1),0)","v":0},{"$f":"IFERROR(INDEX('Buildings and Areas'!T$5:T$14,MATCH($C81,'Buildings and Areas'!$B$5:$B$14,0),1),0)","v":0},{"$f":"IFERROR(INDEX('Buildings and Areas'!O$5:O$14,MATCH($C81,'Buildings and Areas'!$B$5:$B$14,0),1),\"\")","v":""},{"$f":"IFERROR(INDEX('Buildings and Areas'!F$5:F$14,MATCH($C81,'Buildings and Areas'!$B$5:$B$14,0),1)&IF(AH81=\"Exterior\",\": \"&'Buildings and Areas'!$H$4,\"\"),\"\")","v":""},{"$f":"IFERROR(INDEX('Buildings and Areas'!H$5:H$14,MATCH($C81,'Buildings and Areas'!$B$5:$B$14,0),1),\"\")","v":""},{"$f":"IFERROR(IF(INDEX('Buildings and Areas'!L$5:L$14,MATCH($C81,'Buildings and Areas'!$B$5:$B$14,0),1)=\"\",\"Deemed\",INDEX('Buildings and Areas'!L$5:L$14,MATCH($C81,'Buildings and Areas'!$B$5:$B$14,0),1)),\"\")","v":""},{"$f":"IFERROR(IF(INDEX('Buildings and Areas'!M$5:M$14,MATCH($C81,'Buildings and Areas'!$B$5:$B$14,0),1)=\"\",\"Deemed\",INDEX('Buildings and Areas'!M$5:M$14,MATCH($C81,'Buildings and Areas'!$B$5:$B$14,0),1)),\"\")","v":""},{"$f":"IFERROR(INDEX('Buildings and Areas'!P$5:P$14,MATCH($C81,'Buildings and Areas'!$B$5:$B$14,0),1),0)","v":0},{"$f":"IFERROR(INDEX('Buildings and Areas'!Q$5:Q$14,MATCH($C81,'Buildings and Areas'!$B$5:$B$14,0),1),0)","v":0},{"$f":"IF(OR($AG81=\"\",$E81=\"\",$F81=\"\"),0,IF($F$124>0.1,(VLOOKUP($E81,'Fixture Descriptions'!$A:$I,8,0)/1000)*(1-$G$124),(VLOOKUP($E81,'Fixture Descriptions'!$A:$I,8,0)/1000)))","v":0},0,0,0,0,{"$f":"IFERROR(IF(AH81=\"Exterior\",1,IF(ProjectType=\"New Construction\",1-'Factor Tables'!$C$46,1-INDEX('Factor Tables'!C$46:C$51,MATCH(Inventory!$H81,'Factor Tables'!$B$46:$B$51,0)))),1)","v":1},{"$f":"IF(I81=\"REMOVED\",0,IF($AD81<>\"\",VLOOKUP($AD81,'Fixture Descriptions'!$A:$I,8,0)/1000,0))","v":0},0,0,0,0,0,0,0,{"$f":"IFERROR(IF(OR($AG81=\"\",$K81=\"\",AH81=\"Exterior\"),1,1-INDEX('Factor Tables'!C$46:D$51,MATCH(Inventory!$K81,'Factor Tables'!$B$46:$B$51,0),IF(ProjectType=\"Retrofit\",1,2))),1)","v":1},null,0,0,0,0,0,0,0,0,0,0,0,0,0,0,0,0,{"$f":"IFERROR(VLOOKUP(IF($AD81=\"Removed\",E81,$AD81),'Fixture Descriptions'!$A:$I,9,0),\"\")","v":0},{"$f":"IF($AD81=\"\",\"\",VLOOKUP($AD81,'Fixture Descriptions'!$A:$I,2,0))","v":""},{"$f":"IF(I81=\"\",\"\",IF(I81=\"Removed\",\"N/A\",IF(IFERROR(VLOOKUP(I81,'Fixture Schedule'!$C$9:$G$58,5,0),L81)=\"\",\"Not Qualified\",IFERROR(VLOOKUP(I81,'Fixture Schedule'!$C$9:$G$58,5,0),L81))))","v":""},{"$f":"IFERROR(INDEX('Utility Admin'!$F$3:$AW$3,1,MATCH(1,(CB$8='Utility Admin'!$F$1:$AW$1)*(Inventory!$AH81='Utility Admin'!$F$2:$AW$2)*(Inventory!$BY81=('Utility Admin'!$F$4:$AW$4)),0)),0)","v":0},{"$f":"IFERROR(INDEX('Utility Admin'!$F$3:$AW$3,1,MATCH(1,(CC$8='Utility Admin'!$F$1:$AW$1)*(Inventory!$AH81='Utility Admin'!$F$2:$AW$2)*(Inventory!$BY81=('Utility Admin'!$F$4:$AW$4)),0)),0)","v":0},{"$f":"IFERROR(INDEX('Utility Admin'!$F$3:$AW$3,1,MATCH(1,(CB$8='Utility Admin'!$F$1:$AW$1)*(Inventory!$AH81='Utility Admin'!$F$2:$AW$2)*(\"Lighting Controls\"=('Utility Admin'!$F$4:$AW$4)),0)),0)","v":0},{"$f":"IFERROR(INDEX('Utility Admin'!$F$3:$AW$3,1,MATCH(1,(CC$8='Utility Admin'!$F$1:$AW$1)*(Inventory!$AH81='Utility Admin'!$F$2:$AW$2)*(\"Lighting Controls\"=('Utility Admin'!$F$4:$AW$4)),0)),0)","v":0},false]
[null,74,null,null,null,null,null,null,null,null,null,null,null,{"$f":"IF(OR(I82=\"\",J82=\"\",AND(ProjectType=\"Retrofit\",OR(E82=\"\",F82=\"\"))),\"-\",IF(OR(CA82=0,CA82=\"Not Qualified\"),\"N\",IFERROR(INDEX('Fixture Descriptions'!K:K,MATCH(AD82,'Fixture Descriptions'!A:A,0)),\"N\")))","v":"-"},0,0,0,0,0,0,0,0,0,{"$f":"ROUND(IFERROR(IF($AE$7,BI82*MaxIncentive,Inventory!Z82),0),2)","v":0},0,0,0,0,0,{"$f":"IF(I82=\"\",\"\",IFERROR(VLOOKUP(I82,'Fixture Schedule'!$C$9:$D$58,2,0),I82))","v":""},{"$f":"10","v":10},{"$f":"IFERROR(VLOOKUP(IF(I82=\"REMOVED\",E82,AD82),'Fixture Descriptions'!A:J,10,FALSE),0)","v":0},{"$f":"IFERROR(INDEX('Buildings and Areas'!D$5:D$14,MATCH($C82,'Buildings and Areas'!$B$5:$B$14,0),1),\"\")","v":""},{"$f":"IFERROR(INDEX('Buildings and Areas'!C$5:C$14,MATCH($C82,'Buildings and Areas'!$B$5:$B$14,0),1),\"\")","v":""},{"$f":"IFERROR(INDEX('Buildings and Areas'!R$5:R$14,MATCH($C82,'Buildings and Areas'!$B$5:$B$14,0),1),0)","v":0},{"$f":"IFERROR(INDEX('Buildings and Areas'!S$5:S$14,MATCH($C82,'Buildings and Areas'!$B$5:$B$14,0),1),0)","v":0},{"$f":"IFERROR(INDEX('Buildings and Areas'!T$5:T$14,MATCH($C82,'Buildings and Areas'!$B$5:$B$14,0),1),0)","v":0},{"$f":"IFERROR(INDEX('Buildings and Areas'!O$5:O$14,MATCH($C82,'Buildings and Areas'!$B$5:$B$14,0),1),\"\")","v":""},{"$f":"IFERROR(INDEX('Buildings and Areas'!F$5:F$14,MATCH($C82,'Buildings and Areas'!$B$5:$B$14,0),1)&IF(AH82=\"Exterior\",\": \"&'Buildings and Areas'!$H$4,\"\"),\"\")","v":""},{"$f":"IFERROR(INDEX('Buildings and Areas'!H$5:H$14,MATCH($C82,'Buildings and Areas'!$B$5:$B$14,0),1),\"\")","v":""},{"$f":"IFERROR(IF(INDEX('Buildings and Areas'!L$5:L$14,MATCH($C82,'Buildings and Areas'!$B$5:$B$14,0),1)=\"\",\"Deemed\",INDEX('Buildings and Areas'!L$5:L$14,MATCH($C82,'Buildings and Areas'!$B$5:$B$14,0),1)),\"\")","v":""},{"$f":"IFERROR(IF(INDEX('Buildings and Areas'!M$5:M$14,MATCH($C82,'Buildings and Areas'!$B$5:$B$14,0),1)=\"\",\"Deemed\",INDEX('Buildings and Areas'!M$5:M$14,MATCH($C82,'Buildings and Areas'!$B$5:$B$14,0),1)),\"\")","v":""},{"$f":"IFERROR(INDEX('Buildings and Areas'!P$5:P$14,MATCH($C82,'Buildings and Areas'!$B$5:$B$14,0),1),0)","v":0},{"$f":"IFERROR(INDEX('Buildings and Areas'!Q$5:Q$14,MATCH($C82,'Buildings and Areas'!$B$5:$B$14,0),1),0)","v":0},{"$f":"IF(OR($AG82=\"\",$E82=\"\",$F82=\"\"),0,IF($F$124>0.1,(VLOOKUP($E82,'Fixture Descriptions'!$A:$I,8,0)/1000)*(1-$G$124),(VLOOKUP($E82,'Fixture Descriptions'!$A:$I,8,0)/1000)))","v":0},0,0,0,0,{"$f":"IFERROR(IF(AH82=\"Exterior\",1,IF(ProjectType=\"New Construction\",1-'Factor Tables'!$C$46,1-INDEX('Factor Tables'!C$46:C$51,MATCH(Inventory!$H82,'Factor Tables'!$B$46:$B$51,0)))),1)","v":1},{"$f":"IF(I82=\"REMOVED\",0,IF($AD82<>\"\",VLOOKUP($AD82,'Fixture Descriptions'!$A:$I,8,0)/1000,0))","v":0},0,0,0,0,0,0,0,{"$f":"IFERROR(IF(OR($AG82=\"\",$K82=\"\",AH82=\"Exterior\"),1,1-INDEX('Factor Tables'!C$46:D$51,MATCH(Inventory!$K82,'Factor Tables'!$B$46:$B$51,0),IF(ProjectType=\"Retrofit\",1,2))),1)","v":1},null,0,0,0,0,0,0,0,0,0,0,0,0,0,0,0,0,{"$f":"IFERROR(VLOOKUP(IF($AD82=\"Removed\",E82,$AD82),'Fixture Descriptions'!$A:$I,9,0),\"\")","v":0},{"$f":"IF($AD82=\"\",\"\",VLOOKUP($AD82,'Fixture Descriptions'!$A:$I,2,0))","v":""},{"$f":"IF(I82=\"\",\"\",IF(I82=\"Removed\",\"N/A\",IF(IFERROR(VLOOKUP(I82,'Fixture Schedule'!$C$9:$G$58,5,0),L82)=\"\",\"Not Qualified\",IFERROR(VLOOKUP(I82,'Fixture Schedule'!$C$9:$G$58,5,0),L82))))","v":""},{"$f":"IFERROR(INDEX('Utility Admin'!$F$3:$AW$3,1,MATCH(1,(CB$8='Utility Admin'!$F$1:$AW$1)*(Inventory!$AH82='Utility Admin'!$F$2:$AW$2)*(Inventory!$BY82=('Utility Admin'!$F$4:$AW$4)),0)),0)","v":0},{"$f":"IFERROR(INDEX('Utility Admin'!$F$3:$AW$3,1,MATCH(1,(CC$8='Utility Admin'!$F$1:$AW$1)*(Inventory!$AH82='Utility Admin'!$F$2:$AW$2)*(Inventory!$BY82=('Utility Admin'!$F$4:$AW$4)),0)),0)","v":0},{"$f":"IFERROR(INDEX('Utility Admin'!$F$3:$AW$3,1,MATCH(1,(CB$8='Utility Admin'!$F$1:$AW$1)*(Inventory!$AH82='Utility Admin'!$F$2:$AW$2)*(\"Lighting Controls\"=('Utility Admin'!$F$4:$AW$4)),0)),0)","v":0},{"$f":"IFERROR(INDEX('Utility Admin'!$F$3:$AW$3,1,MATCH(1,(CC$8='Utility Admin'!$F$1:$AW$1)*(Inventory!$AH82='Utility Admin'!$F$2:$AW$2)*(\"Lighting Controls\"=('Utility Admin'!$F$4:$AW$4)),0)),0)","v":0},false]
[null,75,null,null,null,null,null,null,null,null,null,null,null,{"$f":"IF(OR(I83=\"\",J83=\"\",AND(ProjectType=\"Retrofit\",OR(E83=\"\",F83=\"\"))),\"-\",IF(OR(CA83=0,CA83=\"Not Qualified\"),\"N\",IFERROR(INDEX('Fixture Descriptions'!K:K,MATCH(AD83,'Fixture Descriptions'!A:A,0)),\"N\")))","v":"-"},0,0,0,0,0,0,0,0,0,{"$f":"ROUND(IFERROR(IF($AE$7,BI83*MaxIncentive,Inventory!Z83),0),2)","v":0},0,0,0,0,0,{"$f":"IF(I83=\"\",\"\",IFERROR(VLOOKUP(I83,'Fixture Schedule'!$C$9:$D$58,2,0),I83))","v":""},{"$f":"10","v":10},{"$f":"IFERROR(VLOOKUP(IF(I83=\"REMOVED\",E83,AD83),'Fixture Descriptions'!A:J,10,FALSE),0)","v":0},{"$f":"IFERROR(INDEX('Buildings and Areas'!D$5:D$14,MATCH($C83,'Buildings and Areas'!$B$5:$B$14,0),1),\"\")","v":""},{"$f":"IFERROR(INDEX('Buildings and Areas'!C$5:C$14,MATCH($C83,'Buildings and Areas'!$B$5:$B$14,0),1),\"\")","v":""},{"$f":"IFERROR(INDEX('Buildings and Areas'!R$5:R$14,MATCH($C83,'Buildings and Areas'!$B$5:$B$14,0),1),0)","v":0},{"$f":"IFERROR(INDEX('Buildings and Areas'!S$5:S$14,MATCH($C83,'Buildings and Areas'!$B$5:$B$14,0),1),0)","v":0},{"$f":"IFERROR(INDEX('Buildings and Areas'!T$5:T$14,MATCH($C83,'Buildings and Areas'!$B$5:$B$14,0),1),0)","v":0},{"$f":"IFERROR(INDEX('Buildings and Areas'!O$5:O$14,MATCH($C83,'Buildings and Areas'!$B$5:$B$14,0),1),\"\")","v":""},{"$f":"IFERROR(INDEX('Buildings and Areas'!F$5:F$14,MATCH($C83,'Buildings and Areas'!$B$5:$B$14,0),1)&IF(AH83=\"Exterior\",\": \"&'Buildings and Areas'!$H$4,\"\"),\"\")","v":""},{"$f":"IFERROR(INDEX('Buildings and Areas'!H$5:H$14,MATCH($C83,'Buildings and Areas'!$B$5:$B$14,0),1),\"\")","v":""},{"$f":"IFERROR(IF(INDEX('Buildings and Areas'!L$5:L$14,MATCH($C83,'Buildings and Areas'!$B$5:$B$14,0),1)=\"\",\"Deemed\",INDEX('Buildings and Areas'!L$5:L$14,MATCH($C83,'Buildings and Areas'!$B$5:$B$14,0),1)),\"\")","v":""},{"$f":"IFERROR(IF(INDEX('Buildings and Areas'!M$5:M$14,MATCH($C83,'Buildings and Areas'!$B$5:$B$14,0),1)=\"\",\"Deemed\",INDEX('Buildings and Areas'!M$5:M$14,MATCH($C83,'Buildings and Areas'!$B$5:$B$14,0),1)),\"\")","v":""},{"$f":"IFERROR(INDEX('Buildings and Areas'!P$5:P$14,MATCH($C83,'Buildings and Areas'!$B$5:$B$14,0),1),0)","v":0},{"$f":"IFERROR(INDEX('Buildings and Areas'!Q$5:Q$14,MATCH($C83,'Buildings and Areas'!$B$5:$B$14,0),1),0)","v":0},{"$f":"IF(OR($AG83=\"\",$E83=\"\",$F83=\"\"),0,IF($F$124>0.1,(VLOOKUP($E83,'Fixture Descriptions'!$A:$I,8,0)/1000)*(1-$G$124),(VLOOKUP($E83,'Fixture Descriptions'!$A:$I,8,0)/1000)))","v":0},0,0,0,0,{"$f":"IFERROR(IF(AH83=\"Exterior\",1,IF(ProjectType=\"New Construction\",1-'Factor Tables'!$C$46,1-INDEX('Factor Tables'!C$46:C$51,MATCH(Inventory!$H83,'Factor Tables'!$B$46:$B$51,0)))),1)","v":1},{"$f":"IF(I83=\"REMOVED\",0,IF($AD83<>\"\",VLOOKUP($AD83,'Fixture Descriptions'!$A:$I,8,0)/1000,0))","v":0},0,0,0,0,0,0,0,{"$f":"IFERROR(IF(OR($AG83=\"\",$K83=\"\",AH83=\"Exterior\"),1,1-INDEX('Factor Tables'!C$46:D$51,MATCH(Inventory!$K83,'Factor Tables'!$B$46:$B$51,0),IF(ProjectType=\"Retrofit\",1,2))),1)","v":1},null,0,0,0,0,0,0,0,0,0,0,0,0,0,0,0,0,{"$f":"IFERROR(VLOOKUP(IF($AD83=\"Removed\",E83,$AD83),'Fixture Descriptions'!$A:$I,9,0),\"\")","v":0},{"$f":"IF($AD83=\"\",\"\",VLOOKUP($AD83,'Fixture Descriptions'!$A:$I,2,0))","v":""},{"$f":"IF(I83=\"\",\"\",IF(I83=\"Removed\",\"N/A\",IF(IFERROR(VLOOKUP(I83,'Fixture Schedule'!$C$9:$G$58,5,0),L83)=\"\",\"Not Qualified\",IFERROR(VLOOKUP(I83,'Fixture Schedule'!$C$9:$G$58,5,0),L83))))","v":""},{"$f":"IFERROR(INDEX('Utility Admin'!$F$3:$AW$3,1,MATCH(1,(CB$8='Utility Admin'!$F$1:$AW$1)*(Inventory!$AH83='Utility Admin'!$F$2:$AW$2)*(Inventory!$BY83=('Utility Admin'!$F$4:$AW$4)),0)),0)","v":0},{"$f":"IFERROR(INDEX('Utility Admin'!$F$3:$AW$3,1,MATCH(1,(CC$8='Utility Admin'!$F$1:$AW$1)*(Inventory!$AH83='Utility Admin'!$F$2:$AW$2)*(Inventory!$BY83=('Utility Admin'!$F$4:$AW$4)),0)),0)","v":0},{"$f":"IFERROR(INDEX('Utility Admin'!$F$3:$AW$3,1,MATCH(1,(CB$8='Utility Admin'!$F$1:$AW$1)*(Inventory!$AH83='Utility Admin'!$F$2:$AW$2)*(\"Lighting Controls\"=('Utility Admin'!$F$4:$AW$4)),0)),0)","v":0},{"$f":"IFERROR(INDEX('Utility Admin'!$F$3:$AW$3,1,MATCH(1,(CC$8='Utility Admin'!$F$1:$AW$1)*(Inventory!$AH83='Utility Admin'!$F$2:$AW$2)*(\"Lighting Controls\"=('Utility Admin'!$F$4:$AW$4)),0)),0)","v":0},false]
[null,76,null,null,null,null,null,null,null,null,null,null,null,{"$f":"IF(OR(I84=\"\",J84=\"\",AND(ProjectType=\"Retrofit\",OR(E84=\"\",F84=\"\"))),\"-\",IF(OR(CA84=0,CA84=\"Not Qualified\"),\"N\",IFERROR(INDEX('Fixture Descriptions'!K:K,MATCH(AD84,'Fixture Descriptions'!A:A,0)),\"N\")))","v":"-"},0,0,0,0,0,0,0,0,0,{"$f":"ROUND(IFERROR(IF($AE$7,BI84*MaxIncentive,Inventory!Z84),0),2)","v":0},0,0,0,0,0,{"$f":"IF(I84=\"\",\"\",IFERROR(VLOOKUP(I84,'Fixture Schedule'!$C$9:$D$58,2,0),I84))","v":""},{"$f":"10","v":10},{"$f":"IFERROR(VLOOKUP(IF(I84=\"REMOVED\",E84,AD84),'Fixture Descriptions'!A:J,10,FALSE),0)","v":0},{"$f":"IFERROR(INDEX('Buildings and Areas'!D$5:D$14,MATCH($C84,'Buildings and Areas'!$B$5:$B$14,0),1),\"\")","v":""},{"$f":"IFERROR(INDEX('Buildings and Areas'!C$5:C$14,MATCH($C84,'Buildings and Areas'!$B$5:$B$14,0),1),\"\")","v":""},{"$f":"IFERROR(INDEX('Buildings and Areas'!R$5:R$14,MATCH($C84,'Buildings and Areas'!$B$5:$B$14,0),1),0)","v":0},{"$f":"IFERROR(INDEX('Buildings and Areas'!S$5:S$14,MATCH($C84,'Buildings and Areas'!$B$5:$B$14,0),1),0)","v":0},{"$f":"IFERROR(INDEX('Buildings and Areas'!T$5:T$14,MATCH($C84,'Buildings and Areas'!$B$5:$B$14,0),1),0)","v":0},{"$f":"IFERROR(INDEX('Buildings and Areas'!O$5:O$14,MATCH($C84,'Buildings and Areas'!$B$5:$B$14,0),1),\"\")","v":""},{"$f":"IFERROR(INDEX('Buildings and Areas'!F$5:F$14,MATCH($C84,'Buildings and Areas'!$B$5:$B$14,0),1)&IF(AH84=\"Exterior\",\": \"&'Buildings and Areas'!$H$4,\"\"),\"\")","v":""},{"$f":"IFERROR(INDEX('Buildings and Areas'!H$5:H$14,MATCH($C84,'Buildings and Areas'!$B$5:$B$14,0),1),\"\")","v":""},{"$f":"IFERROR(IF(INDEX('Buildings and Areas'!L$5:L$14,MATCH($C84,'Buildings and Areas'!$B$5:$B$14,0),1)=\"\",\"Deemed\",INDEX('Buildings and Areas'!L$5:L$14,MATCH($C84,'Buildings and Areas'!$B$5:$B$14,0),1)),\"\")","v":""},{"$f":"IFERROR(IF(INDEX('Buildings and Areas'!M$5:M$14,MATCH($C84,'Buildings and Areas'!$B$5:$B$14,0),1)=\"\",\"Deemed\",INDEX('Buildings and Areas'!M$5:M$14,MATCH($C84,'Buildings and Areas'!$B$5:$B$14,0),1)),\"\")","v":""},{"$f":"IFERROR(INDEX('Buildings and Areas'!P$5:P$14,MATCH($C84,'Buildings and Areas'!$B$5:$B$14,0),1),0)","v":0},{"$f":"IFERROR(INDEX('Buildings and Areas'!Q$5:Q$14,MATCH($C84,'Buildings and Areas'!$B$5:$B$14,0),1),0)","v":0},{"$f":"IF(OR($AG84=\"\",$E84=\"\",$F84=\"\"),0,IF($F$124>0.1,(VLOOKUP($E84,'Fixture Descriptions'!$A:$I,8,0)/1000)*(1-$G$124),(VLOOKUP($E84,'Fixture Descriptions'!$A:$I,8,0)/1000)))","v":0},0,0,0,0,{"$f":"IFERROR(IF(AH84=\"Exterior\",1,IF(ProjectType=\"New Construction\",1-'Factor Tables'!$C$46,1-INDEX('Factor Tables'!C$46:C$51,MATCH(Inventory!$H84,'Factor Tables'!$B$46:$B$51,0)))),1)","v":1},{"$f":"IF(I84=\"REMOVED\",0,IF($AD84<>\"\",VLOOKUP($AD84,'Fixture Descriptions'!$A:$I,8,0)/1000,0))","v":0},0,0,0,0,0,0,0,{"$f":"IFERROR(IF(OR($AG84=\"\",$K84=\"\",AH84=\"Exterior\"),1,1-INDEX('Factor Tables'!C$46:D$51,MATCH(Inventory!$K84,'Factor Tables'!$B$46:$B$51,0),IF(ProjectType=\"Retrofit\",1,2))),1)","v":1},null,0,0,0,0,0,0,0,0,0,0,0,0,0,0,0,0,{"$f":"IFERROR(VLOOKUP(IF($AD84=\"Removed\",E84,$AD84),'Fixture Descriptions'!$A:$I,9,0),\"\")","v":0},{"$f":"IF($AD84=\"\",\"\",VLOOKUP($AD84,'Fixture Descriptions'!$A:$I,2,0))","v":""},{"$f":"IF(I84=\"\",\"\",IF(I84=\"Removed\",\"N/A\",IF(IFERROR(VLOOKUP(I84,'Fixture Schedule'!$C$9:$G$58,5,0),L84)=\"\",\"Not Qualified\",IFERROR(VLOOKUP(I84,'Fixture Schedule'!$C$9:$G$58,5,0),L84))))","v":""},{"$f":"IFERROR(INDEX('Utility Admin'!$F$3:$AW$3,1,MATCH(1,(CB$8='Utility Admin'!$F$1:$AW$1)*(Inventory!$AH84='Utility Admin'!$F$2:$AW$2)*(Inventory!$BY84=('Utility Admin'!$F$4:$AW$4)),0)),0)","v":0},{"$f":"IFERROR(INDEX('Utility Admin'!$F$3:$AW$3,1,MATCH(1,(CC$8='Utility Admin'!$F$1:$AW$1)*(Inventory!$AH84='Utility Admin'!$F$2:$AW$2)*(Inventory!$BY84=('Utility Admin'!$F$4:$AW$4)),0)),0)","v":0},{"$f":"IFERROR(INDEX('Utility Admin'!$F$3:$AW$3,1,MATCH(1,(CB$8='Utility Admin'!$F$1:$AW$1)*(Inventory!$AH84='Utility Admin'!$F$2:$AW$2)*(\"Lighting Controls\"=('Utility Admin'!$F$4:$AW$4)),0)),0)","v":0},{"$f":"IFERROR(INDEX('Utility Admin'!$F$3:$AW$3,1,MATCH(1,(CC$8='Utility Admin'!$F$1:$AW$1)*(Inventory!$AH84='Utility Admin'!$F$2:$AW$2)*(\"Lighting Controls\"=('Utility Admin'!$F$4:$AW$4)),0)),0)","v":0},false]
[null,77,null,null,null,null,null,null,null,null,null,null,null,{"$f":"IF(OR(I85=\"\",J85=\"\",AND(ProjectType=\"Retrofit\",OR(E85=\"\",F85=\"\"))),\"-\",IF(OR(CA85=0,CA85=\"Not Qualified\"),\"N\",IFERROR(INDEX('Fixture Descriptions'!K:K,MATCH(AD85,'Fixture Descriptions'!A:A,0)),\"N\")))","v":"-"},0,0,0,0,0,0,0,0,0,{"$f":"ROUND(IFERROR(IF($AE$7,BI85*MaxIncentive,Inventory!Z85),0),2)","v":0},0,0,0,0,0,{"$f":"IF(I85=\"\",\"\",IFERROR(VLOOKUP(I85,'Fixture Schedule'!$C$9:$D$58,2,0),I85))","v":""},{"$f":"10","v":10},{"$f":"IFERROR(VLOOKUP(IF(I85=\"REMOVED\",E85,AD85),'Fixture Descriptions'!A:J,10,FALSE),0)","v":0},{"$f":"IFERROR(INDEX('Buildings and Areas'!D$5:D$14,MATCH($C85,'Buildings and Areas'!$B$5:$B$14,0),1),\"\")","v":""},{"$f":"IFERROR(INDEX('Buildings and Areas'!C$5:C$14,MATCH($C85,'Buildings and Areas'!$B$5:$B$14,0),1),\"\")","v":""},{"$f":"IFERROR(INDEX('Buildings and Areas'!R$5:R$14,MATCH($C85,'Buildings and Areas'!$B$5:$B$14,0),1),0)","v":0},{"$f":"IFERROR(INDEX('Buildings and Areas'!S$5:S$14,MATCH($C85,'Buildings and Areas'!$B$5:$B$14,0),1),0)","v":0},{"$f":"IFERROR(INDEX('Buildings and Areas'!T$5:T$14,MATCH($C85,'Buildings and Areas'!$B$5:$B$14,0),1),0)","v":0},{"$f":"IFERROR(INDEX('Buildings and Areas'!O$5:O$14,MATCH($C85,'Buildings and Areas'!$B$5:$B$14,0),1),\"\")","v":""},{"$f":"IFERROR(INDEX('Buildings and Areas'!F$5:F$14,MATCH($C85,'Buildings and Areas'!$B$5:$B$14,0),1)&IF(AH85=\"Exterior\",\": \"&'Buildings and Areas'!$H$4,\"\"),\"\")","v":""},{"$f":"IFERROR(INDEX('Buildings and Areas'!H$5:H$14,MATCH($C85,'Buildings and Areas'!$B$5:$B$14,0),1),\"\")","v":""},{"$f":"IFERROR(IF(INDEX('Buildings and Areas'!L$5:L$14,MATCH($C85,'Buildings and Areas'!$B$5:$B$14,0),1)=\"\",\"Deemed\",INDEX('Buildings and Areas'!L$5:L$14,MATCH($C85,'Buildings and Areas'!$B$5:$B$14,0),1)),\"\")","v":""},{"$f":"IFERROR(IF(INDEX('Buildings and Areas'!M$5:M$14,MATCH($C85,'Buildings and Areas'!$B$5:$B$14,0),1)=\"\",\"Deemed\",INDEX('Buildings and Areas'!M$5:M$14,MATCH($C85,'Buildings and Areas'!$B$5:$B$14,0),1)),\"\")","v":""},{"$f":"IFERROR(INDEX('Buildings and Areas'!P$5:P$14,MATCH($C85,'Buildings and Areas'!$B$5:$B$14,0),1),0)","v":0},{"$f":"IFERROR(INDEX('Buildings and Areas'!Q$5:Q$14,MATCH($C85,'Buildings and Areas'!$B$5:$B$14,0),1),0)","v":0},{"$f":"IF(OR($AG85=\"\",$E85=\"\",$F85=\"\"),0,IF($F$124>0.1,(VLOOKUP($E85,'Fixture Descriptions'!$A:$I,8,0)/1000)*(1-$G$124),(VLOOKUP($E85,'Fixture Descriptions'!$A:$I,8,0)/1000)))","v":0},0,0,0,0,{"$f":"IFERROR(IF(AH85=\"Exterior\",1,IF(ProjectType=\"New Construction\",1-'Factor Tables'!$C$46,1-INDEX('Factor Tables'!C$46:C$51,MATCH(Inventory!$H85,'Factor Tables'!$B$46:$B$51,0)))),1)","v":1},{"$f":"IF(I85=\"REMOVED\",0,IF($AD85<>\"\",VLOOKUP($AD85,'Fixture Descriptions'!$A:$I,8,0)/1000,0))","v":0},0,0,0,0,0,0,0,{"$f":"IFERROR(IF(OR($AG85=\"\",$K85=\"\",AH85=\"Exterior\"),1,1-INDEX('Factor Tables'!C$46:D$51,MATCH(Inventory!$K85,'Factor Tables'!$B$46:$B$51,0),IF(ProjectType=\"Retrofit\",1,2))),1)","v":1},null,0,0,0,0,0,0,0,0,0,0,0,0,0,0,0,0,{"$f":"IFERROR(VLOOKUP(IF($AD85=\"Removed\",E85,$AD85),'Fixture Descriptions'!$A:$I,9,0),\"\")","v":0},{"$f":"IF($AD85=\"\",\"\",VLOOKUP($AD85,'Fixture Descriptions'!$A:$I,2,0))","v":""},{"$f":"IF(I85=\"\",\"\",IF(I85=\"Removed\",\"N/A\",IF(IFERROR(VLOOKUP(I85,'Fixture Schedule'!$C$9:$G$58,5,0),L85)=\"\",\"Not Qualified\",IFERROR(VLOOKUP(I85,'Fixture Schedule'!$C$9:$G$58,5,0),L85))))","v":""},{"$f":"IFERROR(INDEX('Utility Admin'!$F$3:$AW$3,1,MATCH(1,(CB$8='Utility Admin'!$F$1:$AW$1)*(Inventory!$AH85='Utility Admin'!$F$2:$AW$2)*(Inventory!$BY85=('Utility Admin'!$F$4:$AW$4)),0)),0)","v":0},{"$f":"IFERROR(INDEX('Utility Admin'!$F$3:$AW$3,1,MATCH(1,(CC$8='Utility Admin'!$F$1:$AW$1)*(Inventory!$AH85='Utility Admin'!$F$2:$AW$2)*(Inventory!$BY85=('Utility Admin'!$F$4:$AW$4)),0)),0)","v":0},{"$f":"IFERROR(INDEX('Utility Admin'!$F$3:$AW$3,1,MATCH(1,(CB$8='Utility Admin'!$F$1:$AW$1)*(Inventory!$AH85='Utility Admin'!$F$2:$AW$2)*(\"Lighting Controls\"=('Utility Admin'!$F$4:$AW$4)),0)),0)","v":0},{"$f":"IFERROR(INDEX('Utility Admin'!$F$3:$AW$3,1,MATCH(1,(CC$8='Utility Admin'!$F$1:$AW$1)*(Inventory!$AH85='Utility Admin'!$F$2:$AW$2)*(\"Lighting Controls\"=('Utility Admin'!$F$4:$AW$4)),0)),0)","v":0},false]
[null,78,null,null,null,null,null,null,null,null,null,null,null,{"$f":"IF(OR(I86=\"\",J86=\"\",AND(ProjectType=\"Retrofit\",OR(E86=\"\",F86=\"\"))),\"-\",IF(OR(CA86=0,CA86=\"Not Qualified\"),\"N\",IFERROR(INDEX('Fixture Descriptions'!K:K,MATCH(AD86,'Fixture Descriptions'!A:A,0)),\"N\")))","v":"-"},0,0,0,0,0,0,0,0,0,{"$f":"ROUND(IFERROR(IF($AE$7,BI86*MaxIncentive,Inventory!Z86),0),2)","v":0},0,0,0,0,0,{"$f":"IF(I86=\"\",\"\",IFERROR(VLOOKUP(I86,'Fixture Schedule'!$C$9:$D$58,2,0),I86))","v":""},{"$f":"10","v":10},{"$f":"IFERROR(VLOOKUP(IF(I86=\"REMOVED\",E86,AD86),'Fixture Descriptions'!A:J,10,FALSE),0)","v":0},{"$f":"IFERROR(INDEX('Buildings and Areas'!D$5:D$14,MATCH($C86,'Buildings and Areas'!$B$5:$B$14,0),1),\"\")","v":""},{"$f":"IFERROR(INDEX('Buildings and Areas'!C$5:C$14,MATCH($C86,'Buildings and Areas'!$B$5:$B$14,0),1),\"\")","v":""},{"$f":"IFERROR(INDEX('Buildings and Areas'!R$5:R$14,MATCH($C86,'Buildings and Areas'!$B$5:$B$14,0),1),0)","v":0},{"$f":"IFERROR(INDEX('Buildings and Areas'!S$5:S$14,MATCH($C86,'Buildings and Areas'!$B$5:$B$14,0),1),0)","v":0},{"$f":"IFERROR(INDEX('Buildings and Areas'!T$5:T$14,MATCH($C86,'Buildings and Areas'!$B$5:$B$14,0),1),0)","v":0},{"$f":"IFERROR(INDEX('Buildings and Areas'!O$5:O$14,MATCH($C86,'Buildings and Areas'!$B$5:$B$14,0),1),\"\")","v":""},{"$f":"IFERROR(INDEX('Buildings and Areas'!F$5:F$14,MATCH($C86,'Buildings and Areas'!$B$5:$B$14,0),1)&IF(AH86=\"Exterior\",\": \"&'Buildings and Areas'!$H$4,\"\"),\"\")","v":""},{"$f":"IFERROR(INDEX('Buildings and Areas'!H$5:H$14,MATCH($C86,'Buildings and Areas'!$B$5:$B$14,0),1),\"\")","v":""},{"$f":"IFERROR(IF(INDEX('Buildings and Areas'!L$5:L$14,MATCH($C86,'Buildings and Areas'!$B$5:$B$14,0),1)=\"\",\"Deemed\",INDEX('Buildings and Areas'!L$5:L$14,MATCH($C86,'Buildings and Areas'!$B$5:$B$14,0),1)),\"\")","v":""},{"$f":"IFERROR(IF(INDEX('Buildings and Areas'!M$5:M$14,MATCH($C86,'Buildings and Areas'!$B$5:$B$14,0),1)=\"\",\"Deemed\",INDEX('Buildings and Areas'!M$5:M$14,MATCH($C86,'Buildings and Areas'!$B$5:$B$14,0),1)),\"\")","v":""},{"$f":"IFERROR(INDEX('Buildings and Areas'!P$5:P$14,MATCH($C86,'Buildings and Areas'!$B$5:$B$14,0),1),0)","v":0},{"$f":"IFERROR(INDEX('Buildings and Areas'!Q$5:Q$14,MATCH($C86,'Buildings and Areas'!$B$5:$B$14,0),1),0)","v":0},{"$f":"IF(OR($AG86=\"\",$E86=\"\",$F86=\"\"),0,IF($F$124>0.1,(VLOOKUP($E86,'Fixture Descriptions'!$A:$I,8,0)/1000)*(1-$G$124),(VLOOKUP($E86,'Fixture Descriptions'!$A:$I,8,0)/1000)))","v":0},0,0,0,0,{"$f":"IFERROR(IF(AH86=\"Exterior\",1,IF(ProjectType=\"New Construction\",1-'Factor Tables'!$C$46,1-INDEX('Factor Tables'!C$46:C$51,MATCH(Inventory!$H86,'Factor Tables'!$B$46:$B$51,0)))),1)","v":1},{"$f":"IF(I86=\"REMOVED\",0,IF($AD86<>\"\",VLOOKUP($AD86,'Fixture Descriptions'!$A:$I,8,0)/1000,0))","v":0},0,0,0,0,0,0,0,{"$f":"IFERROR(IF(OR($AG86=\"\",$K86=\"\",AH86=\"Exterior\"),1,1-INDEX('Factor Tables'!C$46:D$51,MATCH(Inventory!$K86,'Factor Tables'!$B$46:$B$51,0),IF(ProjectType=\"Retrofit\",1,2))),1)","v":1},null,0,0,0,0,0,0,0,0,0,0,0,0,0,0,0,0,{"$f":"IFERROR(VLOOKUP(IF($AD86=\"Removed\",E86,$AD86),'Fixture Descriptions'!$A:$I,9,0),\"\")","v":0},{"$f":"IF($AD86=\"\",\"\",VLOOKUP($AD86,'Fixture Descriptions'!$A:$I,2,0))","v":""},{"$f":"IF(I86=\"\",\"\",IF(I86=\"Removed\",\"N/A\",IF(IFERROR(VLOOKUP(I86,'Fixture Schedule'!$C$9:$G$58,5,0),L86)=\"\",\"Not Qualified\",IFERROR(VLOOKUP(I86,'Fixture Schedule'!$C$9:$G$58,5,0),L86))))","v":""},{"$f":"IFERROR(INDEX('Utility Admin'!$F$3:$AW$3,1,MATCH(1,(CB$8='Utility Admin'!$F$1:$AW$1)*(Inventory!$AH86='Utility Admin'!$F$2:$AW$2)*(Inventory!$BY86=('Utility Admin'!$F$4:$AW$4)),0)),0)","v":0},{"$f":"IFERROR(INDEX('Utility Admin'!$F$3:$AW$3,1,MATCH(1,(CC$8='Utility Admin'!$F$1:$AW$1)*(Inventory!$AH86='Utility Admin'!$F$2:$AW$2)*(Inventory!$BY86=('Utility Admin'!$F$4:$AW$4)),0)),0)","v":0},{"$f":"IFERROR(INDEX('Utility Admin'!$F$3:$AW$3,1,MATCH(1,(CB$8='Utility Admin'!$F$1:$AW$1)*(Inventory!$AH86='Utility Admin'!$F$2:$AW$2)*(\"Lighting Controls\"=('Utility Admin'!$F$4:$AW$4)),0)),0)","v":0},{"$f":"IFERROR(INDEX('Utility Admin'!$F$3:$AW$3,1,MATCH(1,(CC$8='Utility Admin'!$F$1:$AW$1)*(Inventory!$AH86='Utility Admin'!$F$2:$AW$2)*(\"Lighting Controls\"=('Utility Admin'!$F$4:$AW$4)),0)),0)","v":0},false]
[null,79,null,null,null,null,null,null,null,null,null,null,null,{"$f":"IF(OR(I87=\"\",J87=\"\",AND(ProjectType=\"Retrofit\",OR(E87=\"\",F87=\"\"))),\"-\",IF(OR(CA87=0,CA87=\"Not Qualified\"),\"N\",IFERROR(INDEX('Fixture Descriptions'!K:K,MATCH(AD87,'Fixture Descriptions'!A:A,0)),\"N\")))","v":"-"},0,0,0,0,0,0,0,0,0,{"$f":"ROUND(IFERROR(IF($AE$7,BI87*MaxIncentive,Inventory!Z87),0),2)","v":0},0,0,0,0,0,{"$f":"IF(I87=\"\",\"\",IFERROR(VLOOKUP(I87,'Fixture Schedule'!$C$9:$D$58,2,0),I87))","v":""},{"$f":"10","v":10},{"$f":"IFERROR(VLOOKUP(IF(I87=\"REMOVED\",E87,AD87),'Fixture Descriptions'!A:J,10,FALSE),0)","v":0},{"$f":"IFERROR(INDEX('Buildings and Areas'!D$5:D$14,MATCH($C87,'Buildings and Areas'!$B$5:$B$14,0),1),\"\")","v":""},{"$f":"IFERROR(INDEX('Buildings and Areas'!C$5:C$14,MATCH($C87,'Buildings and Areas'!$B$5:$B$14,0),1),\"\")","v":""},{"$f":"IFERROR(INDEX('Buildings and Areas'!R$5:R$14,MATCH($C87,'Buildings and Areas'!$B$5:$B$14,0),1),0)","v":0},{"$f":"IFERROR(INDEX('Buildings and Areas'!S$5:S$14,MATCH($C87,'Buildings and Areas'!$B$5:$B$14,0),1),0)","v":0},{"$f":"IFERROR(INDEX('Buildings and Areas'!T$5:T$14,MATCH($C87,'Buildings and Areas'!$B$5:$B$14,0),1),0)","v":0},{"$f":"IFERROR(INDEX('Buildings and Areas'!O$5:O$14,MATCH($C87,'Buildings and Areas'!$B$5:$B$14,0),1),\"\")","v":""},{"$f":"IFERROR(INDEX('Buildings and Areas'!F$5:F$14,MATCH($C87,'Buildings and Areas'!$B$5:$B$14,0),1)&IF(AH87=\"Exterior\",\": \"&'Buildings and Areas'!$H$4,\"\"),\"\")","v":""},{"$f":"IFERROR(INDEX('Buildings and Areas'!H$5:H$14,MATCH($C87,'Buildings and Areas'!$B$5:$B$14,0),1),\"\")","v":""},{"$f":"IFERROR(IF(INDEX('Buildings and Areas'!L$5:L$14,MATCH($C87,'Buildings and Areas'!$B$5:$B$14,0),1)=\"\",\"Deemed\",INDEX('Buildings and Areas'!L$5:L$14,MATCH($C87,'Buildings and Areas'!$B$5:$B$14,0),1)),\"\")","v":""},{"$f":"IFERROR(IF(INDEX('Buildings and Areas'!M$5:M$14,MATCH($C87,'Buildings and Areas'!$B$5:$B$14,0),1)=\"\",\"Deemed\",INDEX('Buildings and Areas'!M$5:M$14,MATCH($C87,'Buildings and Areas'!$B$5:$B$14,0),1)),\"\")","v":""},{"$f":"IFERROR(INDEX('Buildings and Areas'!P$5:P$14,MATCH($C87,'Buildings and Areas'!$B$5:$B$14,0),1),0)","v":0},{"$f":"IFERROR(INDEX('Buildings and Areas'!Q$5:Q$14,MATCH($C87,'Buildings and Areas'!$B$5:$B$14,0),1),0)","v":0},{"$f":"IF(OR($AG87=\"\",$E87=\"\",$F87=\"\"),0,IF($F$124>0.1,(VLOOKUP($E87,'Fixture Descriptions'!$A:$I,8,0)/1000)*(1-$G$124),(VLOOKUP($E87,'Fixture Descriptions'!$A:$I,8,0)/1000)))","v":0},0,0,0,0,{"$f":"IFERROR(IF(AH87=\"Exterior\",1,IF(ProjectType=\"New Construction\",1-'Factor Tables'!$C$46,1-INDEX('Factor Tables'!C$46:C$51,MATCH(Inventory!$H87,'Factor Tables'!$B$46:$B$51,0)))),1)","v":1},{"$f":"IF(I87=\"REMOVED\",0,IF($AD87<>\"\",VLOOKUP($AD87,'Fixture Descriptions'!$A:$I,8,0)/1000,0))","v":0},0,0,0,0,0,0,0,{"$f":"IFERROR(IF(OR($AG87=\"\",$K87=\"\",AH87=\"Exterior\"),1,1-INDEX('Factor Tables'!C$46:D$51,MATCH(Inventory!$K87,'Factor Tables'!$B$46:$B$51,0),IF(ProjectType=\"Retrofit\",1,2))),1)","v":1},null,0,0,0,0,0,0,0,0,0,0,0,0,0,0,0,0,{"$f":"IFERROR(VLOOKUP(IF($AD87=\"Removed\",E87,$AD87),'Fixture Descriptions'!$A:$I,9,0),\"\")","v":0},{"$f":"IF($AD87=\"\",\"\",VLOOKUP($AD87,'Fixture Descriptions'!$A:$I,2,0))","v":""},{"$f":"IF(I87=\"\",\"\",IF(I87=\"Removed\",\"N/A\",IF(IFERROR(VLOOKUP(I87,'Fixture Schedule'!$C$9:$G$58,5,0),L87)=\"\",\"Not Qualified\",IFERROR(VLOOKUP(I87,'Fixture Schedule'!$C$9:$G$58,5,0),L87))))","v":""},{"$f":"IFERROR(INDEX('Utility Admin'!$F$3:$AW$3,1,MATCH(1,(CB$8='Utility Admin'!$F$1:$AW$1)*(Inventory!$AH87='Utility Admin'!$F$2:$AW$2)*(Inventory!$BY87=('Utility Admin'!$F$4:$AW$4)),0)),0)","v":0},{"$f":"IFERROR(INDEX('Utility Admin'!$F$3:$AW$3,1,MATCH(1,(CC$8='Utility Admin'!$F$1:$AW$1)*(Inventory!$AH87='Utility Admin'!$F$2:$AW$2)*(Inventory!$BY87=('Utility Admin'!$F$4:$AW$4)),0)),0)","v":0},{"$f":"IFERROR(INDEX('Utility Admin'!$F$3:$AW$3,1,MATCH(1,(CB$8='Utility Admin'!$F$1:$AW$1)*(Inventory!$AH87='Utility Admin'!$F$2:$AW$2)*(\"Lighting Controls\"=('Utility Admin'!$F$4:$AW$4)),0)),0)","v":0},{"$f":"IFERROR(INDEX('Utility Admin'!$F$3:$AW$3,1,MATCH(1,(CC$8='Utility Admin'!$F$1:$AW$1)*(Inventory!$AH87='Utility Admin'!$F$2:$AW$2)*(\"Lighting Controls\"=('Utility Admin'!$F$4:$AW$4)),0)),0)","v":0},false]
[null,80,null,null,null,null,null,null,null,null,null,null,null,{"$f":"IF(OR(I88=\"\",J88=\"\",AND(ProjectType=\"Retrofit\",OR(E88=\"\",F88=\"\"))),\"-\",IF(OR(CA88=0,CA88=\"Not Qualified\"),\"N\",IFERROR(INDEX('Fixture Descriptions'!K:K,MATCH(AD88,'Fixture Descriptions'!A:A,0)),\"N\")))","v":"-"},0,0,0,0,0,0,0,0,0,{"$f":"ROUND(IFERROR(IF($AE$7,BI88*MaxIncentive,Inventory!Z88),0),2)","v":0},0,0,0,0,0,{"$f":"IF(I88=\"\",\"\",IFERROR(VLOOKUP(I88,'Fixture Schedule'!$C$9:$D$58,2,0),I88))","v":""},{"$f":"10","v":10},{"$f":"IFERROR(VLOOKUP(IF(I88=\"REMOVED\",E88,AD88),'Fixture Descriptions'!A:J,10,FALSE),0)","v":0},{"$f":"IFERROR(INDEX('Buildings and Areas'!D$5:D$14,MATCH($C88,'Buildings and Areas'!$B$5:$B$14,0),1),\"\")","v":""},{"$f":"IFERROR(INDEX('Buildings and Areas'!C$5:C$14,MATCH($C88,'Buildings and Areas'!$B$5:$B$14,0),1),\"\")","v":""},{"$f":"IFERROR(INDEX('Buildings and Areas'!R$5:R$14,MATCH($C88,'Buildings and Areas'!$B$5:$B$14,0),1),0)","v":0},{"$f":"IFERROR(INDEX('Buildings and Areas'!S$5:S$14,MATCH($C88,'Buildings and Areas'!$B$5:$B$14,0),1),0)","v":0},{"$f":"IFERROR(INDEX('Buildings and Areas'!T$5:T$14,MATCH($C88,'Buildings and Areas'!$B$5:$B$14,0),1),0)","v":0},{"$f":"IFERROR(INDEX('Buildings and Areas'!O$5:O$14,MATCH($C88,'Buildings and Areas'!$B$5:$B$14,0),1),\"\")","v":""},{"$f":"IFERROR(INDEX('Buildings and Areas'!F$5:F$14,MATCH($C88,'Buildings and Areas'!$B$5:$B$14,0),1)&IF(AH88=\"Exterior\",\": \"&'Buildings and Areas'!$H$4,\"\"),\"\")","v":""},{"$f":"IFERROR(INDEX('Buildings and Areas'!H$5:H$14,MATCH($C88,'Buildings and Areas'!$B$5:$B$14,0),1),\"\")","v":""},{"$f":"IFERROR(IF(INDEX('Buildings and Areas'!L$5:L$14,MATCH($C88,'Buildings and Areas'!$B$5:$B$14,0),1)=\"\",\"Deemed\",INDEX('Buildings and Areas'!L$5:L$14,MATCH($C88,'Buildings and Areas'!$B$5:$B$14,0),1)),\"\")","v":""},{"$f":"IFERROR(IF(INDEX('Buildings and Areas'!M$5:M$14,MATCH($C88,'Buildings and Areas'!$B$5:$B$14,0),1)=\"\",\"Deemed\",INDEX('Buildings and Areas'!M$5:M$14,MATCH($C88,'Buildings and Areas'!$B$5:$B$14,0),1)),\"\")","v":""},{"$f":"IFERROR(INDEX('Buildings and Areas'!P$5:P$14,MATCH($C88,'Buildings and Areas'!$B$5:$B$14,0),1),0)","v":0},{"$f":"IFERROR(INDEX('Buildings and Areas'!Q$5:Q$14,MATCH($C88,'Buildings and Areas'!$B$5:$B$14,0),1),0)","v":0},{"$f":"IF(OR($AG88=\"\",$E88=\"\",$F88=\"\"),0,IF($F$124>0.1,(VLOOKUP($E88,'Fixture Descriptions'!$A:$I,8,0)/1000)*(1-$G$124),(VLOOKUP($E88,'Fixture Descriptions'!$A:$I,8,0)/1000)))","v":0},0,0,0,0,{"$f":"IFERROR(IF(AH88=\"Exterior\",1,IF(ProjectType=\"New Construction\",1-'Factor Tables'!$C$46,1-INDEX('Factor Tables'!C$46:C$51,MATCH(Inventory!$H88,'Factor Tables'!$B$46:$B$51,0)))),1)","v":1},{"$f":"IF(I88=\"REMOVED\",0,IF($AD88<>\"\",VLOOKUP($AD88,'Fixture Descriptions'!$A:$I,8,0)/1000,0))","v":0},0,0,0,0,0,0,0,{"$f":"IFERROR(IF(OR($AG88=\"\",$K88=\"\",AH88=\"Exterior\"),1,1-INDEX('Factor Tables'!C$46:D$51,MATCH(Inventory!$K88,'Factor Tables'!$B$46:$B$51,0),IF(ProjectType=\"Retrofit\",1,2))),1)","v":1},null,0,0,0,0,0,0,0,0,0,0,0,0,0,0,0,0,{"$f":"IFERROR(VLOOKUP(IF($AD88=\"Removed\",E88,$AD88),'Fixture Descriptions'!$A:$I,9,0),\"\")","v":0},{"$f":"IF($AD88=\"\",\"\",VLOOKUP($AD88,'Fixture Descriptions'!$A:$I,2,0))","v":""},{"$f":"IF(I88=\"\",\"\",IF(I88=\"Removed\",\"N/A\",IF(IFERROR(VLOOKUP(I88,'Fixture Schedule'!$C$9:$G$58,5,0),L88)=\"\",\"Not Qualified\",IFERROR(VLOOKUP(I88,'Fixture Schedule'!$C$9:$G$58,5,0),L88))))","v":""},{"$f":"IFERROR(INDEX('Utility Admin'!$F$3:$AW$3,1,MATCH(1,(CB$8='Utility Admin'!$F$1:$AW$1)*(Inventory!$AH88='Utility Admin'!$F$2:$AW$2)*(Inventory!$BY88=('Utility Admin'!$F$4:$AW$4)),0)),0)","v":0},{"$f":"IFERROR(INDEX('Utility Admin'!$F$3:$AW$3,1,MATCH(1,(CC$8='Utility Admin'!$F$1:$AW$1)*(Inventory!$AH88='Utility Admin'!$F$2:$AW$2)*(Inventory!$BY88=('Utility Admin'!$F$4:$AW$4)),0)),0)","v":0},{"$f":"IFERROR(INDEX('Utility Admin'!$F$3:$AW$3,1,MATCH(1,(CB$8='Utility Admin'!$F$1:$AW$1)*(Inventory!$AH88='Utility Admin'!$F$2:$AW$2)*(\"Lighting Controls\"=('Utility Admin'!$F$4:$AW$4)),0)),0)","v":0},{"$f":"IFERROR(INDEX('Utility Admin'!$F$3:$AW$3,1,MATCH(1,(CC$8='Utility Admin'!$F$1:$AW$1)*(Inventory!$AH88='Utility Admin'!$F$2:$AW$2)*(\"Lighting Controls\"=('Utility Admin'!$F$4:$AW$4)),0)),0)","v":0},false]
[null,81,null,null,null,null,null,null,null,null,null,null,null,{"$f":"IF(OR(I89=\"\",J89=\"\",AND(ProjectType=\"Retrofit\",OR(E89=\"\",F89=\"\"))),\"-\",IF(OR(CA89=0,CA89=\"Not Qualified\"),\"N\",IFERROR(INDEX('Fixture Descriptions'!K:K,MATCH(AD89,'Fixture Descriptions'!A:A,0)),\"N\")))","v":"-"},0,0,0,0,0,0,0,0,0,{"$f":"ROUND(IFERROR(IF($AE$7,BI89*MaxIncentive,Inventory!Z89),0),2)","v":0},0,0,0,0,0,{"$f":"IF(I89=\"\",\"\",IFERROR(VLOOKUP(I89,'Fixture Schedule'!$C$9:$D$58,2,0),I89))","v":""},{"$f":"10","v":10},{"$f":"IFERROR(VLOOKUP(IF(I89=\"REMOVED\",E89,AD89),'Fixture Descriptions'!A:J,10,FALSE),0)","v":0},{"$f":"IFERROR(INDEX('Buildings and Areas'!D$5:D$14,MATCH($C89,'Buildings and Areas'!$B$5:$B$14,0),1),\"\")","v":""},{"$f":"IFERROR(INDEX('Buildings and Areas'!C$5:C$14,MATCH($C89,'Buildings and Areas'!$B$5:$B$14,0),1),\"\")","v":""},{"$f":"IFERROR(INDEX('Buildings and Areas'!R$5:R$14,MATCH($C89,'Buildings and Areas'!$B$5:$B$14,0),1),0)","v":0},{"$f":"IFERROR(INDEX('Buildings and Areas'!S$5:S$14,MATCH($C89,'Buildings and Areas'!$B$5:$B$14,0),1),0)","v":0},{"$f":"IFERROR(INDEX('Buildings and Areas'!T$5:T$14,MATCH($C89,'Buildings and Areas'!$B$5:$B$14,0),1),0)","v":0},{"$f":"IFERROR(INDEX('Buildings and Areas'!O$5:O$14,MATCH($C89,'Buildings and Areas'!$B$5:$B$14,0),1),\"\")","v":""},{"$f":"IFERROR(INDEX('Buildings and Areas'!F$5:F$14,MATCH($C89,'Buildings and Areas'!$B$5:$B$14,0),1)&IF(AH89=\"Exterior\",\": \"&'Buildings and Areas'!$H$4,\"\"),\"\")","v":""},{"$f":"IFERROR(INDEX('Buildings and Areas'!H$5:H$14,MATCH($C89,'Buildings and Areas'!$B$5:$B$14,0),1),\"\")","v":""},{"$f":"IFERROR(IF(INDEX('Buildings and Areas'!L$5:L$14,MATCH($C89,'Buildings and Areas'!$B$5:$B$14,0),1)=\"\",\"Deemed\",INDEX('Buildings and Areas'!L$5:L$14,MATCH($C89,'Buildings and Areas'!$B$5:$B$14,0),1)),\"\")","v":""},{"$f":"IFERROR(IF(INDEX('Buildings and Areas'!M$5:M$14,MATCH($C89,'Buildings and Areas'!$B$5:$B$14,0),1)=\"\",\"Deemed\",INDEX('Buildings and Areas'!M$5:M$14,MATCH($C89,'Buildings and Areas'!$B$5:$B$14,0),1)),\"\")","v":""},{"$f":"IFERROR(INDEX('Buildings and Areas'!P$5:P$14,MATCH($C89,'Buildings and Areas'!$B$5:$B$14,0),1),0)","v":0},{"$f":"IFERROR(INDEX('Buildings and Areas'!Q$5:Q$14,MATCH($C89,'Buildings and Areas'!$B$5:$B$14,0),1),0)","v":0},{"$f":"IF(OR($AG89=\"\",$E89=\"\",$F89=\"\"),0,IF($F$124>0.1,(VLOOKUP($E89,'Fixture Descriptions'!$A:$I,8,0)/1000)*(1-$G$124),(VLOOKUP($E89,'Fixture Descriptions'!$A:$I,8,0)/1000)))","v":0},0,0,0,0,{"$f":"IFERROR(IF(AH89=\"Exterior\",1,IF(ProjectType=\"New Construction\",1-'Factor Tables'!$C$46,1-INDEX('Factor Tables'!C$46:C$51,MATCH(Inventory!$H89,'Factor Tables'!$B$46:$B$51,0)))),1)","v":1},{"$f":"IF(I89=\"REMOVED\",0,IF($AD89<>\"\",VLOOKUP($AD89,'Fixture Descriptions'!$A:$I,8,0)/1000,0))","v":0},0,0,0,0,0,0,0,{"$f":"IFERROR(IF(OR($AG89=\"\",$K89=\"\",AH89=\"Exterior\"),1,1-INDEX('Factor Tables'!C$46:D$51,MATCH(Inventory!$K89,'Factor Tables'!$B$46:$B$51,0),IF(ProjectType=\"Retrofit\",1,2))),1)","v":1},null,0,0,0,0,0,0,0,0,0,0,0,0,0,0,0,0,{"$f":"IFERROR(VLOOKUP(IF($AD89=\"Removed\",E89,$AD89),'Fixture Descriptions'!$A:$I,9,0),\"\")","v":0},{"$f":"IF($AD89=\"\",\"\",VLOOKUP($AD89,'Fixture Descriptions'!$A:$I,2,0))","v":""},{"$f":"IF(I89=\"\",\"\",IF(I89=\"Removed\",\"N/A\",IF(IFERROR(VLOOKUP(I89,'Fixture Schedule'!$C$9:$G$58,5,0),L89)=\"\",\"Not Qualified\",IFERROR(VLOOKUP(I89,'Fixture Schedule'!$C$9:$G$58,5,0),L89))))","v":""},{"$f":"IFERROR(INDEX('Utility Admin'!$F$3:$AW$3,1,MATCH(1,(CB$8='Utility Admin'!$F$1:$AW$1)*(Inventory!$AH89='Utility Admin'!$F$2:$AW$2)*(Inventory!$BY89=('Utility Admin'!$F$4:$AW$4)),0)),0)","v":0},{"$f":"IFERROR(INDEX('Utility Admin'!$F$3:$AW$3,1,MATCH(1,(CC$8='Utility Admin'!$F$1:$AW$1)*(Inventory!$AH89='Utility Admin'!$F$2:$AW$2)*(Inventory!$BY89=('Utility Admin'!$F$4:$AW$4)),0)),0)","v":0},{"$f":"IFERROR(INDEX('Utility Admin'!$F$3:$AW$3,1,MATCH(1,(CB$8='Utility Admin'!$F$1:$AW$1)*(Inventory!$AH89='Utility Admin'!$F$2:$AW$2)*(\"Lighting Controls\"=('Utility Admin'!$F$4:$AW$4)),0)),0)","v":0},{"$f":"IFERROR(INDEX('Utility Admin'!$F$3:$AW$3,1,MATCH(1,(CC$8='Utility Admin'!$F$1:$AW$1)*(Inventory!$AH89='Utility Admin'!$F$2:$AW$2)*(\"Lighting Controls\"=('Utility Admin'!$F$4:$AW$4)),0)),0)","v":0},false]
[null,82,null,null,null,null,null,null,null,null,null,null,null,{"$f":"IF(OR(I90=\"\",J90=\"\",AND(ProjectType=\"Retrofit\",OR(E90=\"\",F90=\"\"))),\"-\",IF(OR(CA90=0,CA90=\"Not Qualified\"),\"N\",IFERROR(INDEX('Fixture Descriptions'!K:K,MATCH(AD90,'Fixture Descriptions'!A:A,0)),\"N\")))","v":"-"},0,0,0,0,0,0,0,0,0,{"$f":"ROUND(IFERROR(IF($AE$7,BI90*MaxIncentive,Inventory!Z90),0),2)","v":0},0,0,0,0,0,{"$f":"IF(I90=\"\",\"\",IFERROR(VLOOKUP(I90,'Fixture Schedule'!$C$9:$D$58,2,0),I90))","v":""},{"$f":"10","v":10},{"$f":"IFERROR(VLOOKUP(IF(I90=\"REMOVED\",E90,AD90),'Fixture Descriptions'!A:J,10,FALSE),0)","v":0},{"$f":"IFERROR(INDEX('Buildings and Areas'!D$5:D$14,MATCH($C90,'Buildings and Areas'!$B$5:$B$14,0),1),\"\")","v":""},{"$f":"IFERROR(INDEX('Buildings and Areas'!C$5:C$14,MATCH($C90,'Buildings and Areas'!$B$5:$B$14,0),1),\"\")","v":""},{"$f":"IFERROR(INDEX('Buildings and Areas'!R$5:R$14,MATCH($C90,'Buildings and Areas'!$B$5:$B$14,0),1),0)","v":0},{"$f":"IFERROR(INDEX('Buildings and Areas'!S$5:S$14,MATCH($C90,'Buildings and Areas'!$B$5:$B$14,0),1),0)","v":0},{"$f":"IFERROR(INDEX('Buildings and Areas'!T$5:T$14,MATCH($C90,'Buildings and Areas'!$B$5:$B$14,0),1),0)","v":0},{"$f":"IFERROR(INDEX('Buildings and Areas'!O$5:O$14,MATCH($C90,'Buildings and Areas'!$B$5:$B$14,0),1),\"\")","v":""},{"$f":"IFERROR(INDEX('Buildings and Areas'!F$5:F$14,MATCH($C90,'Buildings and Areas'!$B$5:$B$14,0),1)&IF(AH90=\"Exterior\",\": \"&'Buildings and Areas'!$H$4,\"\"),\"\")","v":""},{"$f":"IFERROR(INDEX('Buildings and Areas'!H$5:H$14,MATCH($C90,'Buildings and Areas'!$B$5:$B$14,0),1),\"\")","v":""},{"$f":"IFERROR(IF(INDEX('Buildings and Areas'!L$5:L$14,MATCH($C90,'Buildings and Areas'!$B$5:$B$14,0),1)=\"\",\"Deemed\",INDEX('Buildings and Areas'!L$5:L$14,MATCH($C90,'Buildings and Areas'!$B$5:$B$14,0),1)),\"\")","v":""},{"$f":"IFERROR(IF(INDEX('Buildings and Areas'!M$5:M$14,MATCH($C90,'Buildings and Areas'!$B$5:$B$14,0),1)=\"\",\"Deemed\",INDEX('Buildings and Areas'!M$5:M$14,MATCH($C90,'Buildings and Areas'!$B$5:$B$14,0),1)),\"\")","v":""},{"$f":"IFERROR(INDEX('Buildings and Areas'!P$5:P$14,MATCH($C90,'Buildings and Areas'!$B$5:$B$14,0),1),0)","v":0},{"$f":"IFERROR(INDEX('Buildings and Areas'!Q$5:Q$14,MATCH($C90,'Buildings and Areas'!$B$5:$B$14,0),1),0)","v":0},{"$f":"IF(OR($AG90=\"\",$E90=\"\",$F90=\"\"),0,IF($F$124>0.1,(VLOOKUP($E90,'Fixture Descriptions'!$A:$I,8,0)/1000)*(1-$G$124),(VLOOKUP($E90,'Fixture Descriptions'!$A:$I,8,0)/1000)))","v":0},0,0,0,0,{"$f":"IFERROR(IF(AH90=\"Exterior\",1,IF(ProjectType=\"New Construction\",1-'Factor Tables'!$C$46,1-INDEX('Factor Tables'!C$46:C$51,MATCH(Inventory!$H90,'Factor Tables'!$B$46:$B$51,0)))),1)","v":1},{"$f":"IF(I90=\"REMOVED\",0,IF($AD90<>\"\",VLOOKUP($AD90,'Fixture Descriptions'!$A:$I,8,0)/1000,0))","v":0},0,0,0,0,0,0,0,{"$f":"IFERROR(IF(OR($AG90=\"\",$K90=\"\",AH90=\"Exterior\"),1,1-INDEX('Factor Tables'!C$46:D$51,MATCH(Inventory!$K90,'Factor Tables'!$B$46:$B$51,0),IF(ProjectType=\"Retrofit\",1,2))),1)","v":1},null,0,0,0,0,0,0,0,0,0,0,0,0,0,0,0,0,{"$f":"IFERROR(VLOOKUP(IF($AD90=\"Removed\",E90,$AD90),'Fixture Descriptions'!$A:$I,9,0),\"\")","v":0},{"$f":"IF($AD90=\"\",\"\",VLOOKUP($AD90,'Fixture Descriptions'!$A:$I,2,0))","v":""},{"$f":"IF(I90=\"\",\"\",IF(I90=\"Removed\",\"N/A\",IF(IFERROR(VLOOKUP(I90,'Fixture Schedule'!$C$9:$G$58,5,0),L90)=\"\",\"Not Qualified\",IFERROR(VLOOKUP(I90,'Fixture Schedule'!$C$9:$G$58,5,0),L90))))","v":""},{"$f":"IFERROR(INDEX('Utility Admin'!$F$3:$AW$3,1,MATCH(1,(CB$8='Utility Admin'!$F$1:$AW$1)*(Inventory!$AH90='Utility Admin'!$F$2:$AW$2)*(Inventory!$BY90=('Utility Admin'!$F$4:$AW$4)),0)),0)","v":0},{"$f":"IFERROR(INDEX('Utility Admin'!$F$3:$AW$3,1,MATCH(1,(CC$8='Utility Admin'!$F$1:$AW$1)*(Inventory!$AH90='Utility Admin'!$F$2:$AW$2)*(Inventory!$BY90=('Utility Admin'!$F$4:$AW$4)),0)),0)","v":0},{"$f":"IFERROR(INDEX('Utility Admin'!$F$3:$AW$3,1,MATCH(1,(CB$8='Utility Admin'!$F$1:$AW$1)*(Inventory!$AH90='Utility Admin'!$F$2:$AW$2)*(\"Lighting Controls\"=('Utility Admin'!$F$4:$AW$4)),0)),0)","v":0},{"$f":"IFERROR(INDEX('Utility Admin'!$F$3:$AW$3,1,MATCH(1,(CC$8='Utility Admin'!$F$1:$AW$1)*(Inventory!$AH90='Utility Admin'!$F$2:$AW$2)*(\"Lighting Controls\"=('Utility Admin'!$F$4:$AW$4)),0)),0)","v":0},false]
[null,83,null,null,null,null,null,null,null,null,null,null,null,{"$f":"IF(OR(I91=\"\",J91=\"\",AND(ProjectType=\"Retrofit\",OR(E91=\"\",F91=\"\"))),\"-\",IF(OR(CA91=0,CA91=\"Not Qualified\"),\"N\",IFERROR(INDEX('Fixture Descriptions'!K:K,MATCH(AD91,'Fixture Descriptions'!A:A,0)),\"N\")))","v":"-"},0,0,0,0,0,0,0,0,0,{"$f":"ROUND(IFERROR(IF($AE$7,BI91*MaxIncentive,Inventory!Z91),0),2)","v":0},0,0,0,0,0,{"$f":"IF(I91=\"\",\"\",IFERROR(VLOOKUP(I91,'Fixture Schedule'!$C$9:$D$58,2,0),I91))","v":""},{"$f":"10","v":10},{"$f":"IFERROR(VLOOKUP(IF(I91=\"REMOVED\",E91,AD91),'Fixture Descriptions'!A:J,10,FALSE),0)","v":0},{"$f":"IFERROR(INDEX('Buildings and Areas'!D$5:D$14,MATCH($C91,'Buildings and Areas'!$B$5:$B$14,0),1),\"\")","v":""},{"$f":"IFERROR(INDEX('Buildings and Areas'!C$5:C$14,MATCH($C91,'Buildings and Areas'!$B$5:$B$14,0),1),\"\")","v":""},{"$f":"IFERROR(INDEX('Buildings and Areas'!R$5:R$14,MATCH($C91,'Buildings and Areas'!$B$5:$B$14,0),1),0)","v":0},{"$f":"IFERROR(INDEX('Buildings and Areas'!S$5:S$14,MATCH($C91,'Buildings and Areas'!$B$5:$B$14,0),1),0)","v":0},{"$f":"IFERROR(INDEX('Buildings and Areas'!T$5:T$14,MATCH($C91,'Buildings and Areas'!$B$5:$B$14,0),1),0)","v":0},{"$f":"IFERROR(INDEX('Buildings and Areas'!O$5:O$14,MATCH($C91,'Buildings and Areas'!$B$5:$B$14,0),1),\"\")","v":""},{"$f":"IFERROR(INDEX('Buildings and Areas'!F$5:F$14,MATCH($C91,'Buildings and Areas'!$B$5:$B$14,0),1)&IF(AH91=\"Exterior\",\": \"&'Buildings and Areas'!$H$4,\"\"),\"\")","v":""},{"$f":"IFERROR(INDEX('Buildings and Areas'!H$5:H$14,MATCH($C91,'Buildings and Areas'!$B$5:$B$14,0),1),\"\")","v":""},{"$f":"IFERROR(IF(INDEX('Buildings and Areas'!L$5:L$14,MATCH($C91,'Buildings and Areas'!$B$5:$B$14,0),1)=\"\",\"Deemed\",INDEX('Buildings and Areas'!L$5:L$14,MATCH($C91,'Buildings and Areas'!$B$5:$B$14,0),1)),\"\")","v":""},{"$f":"IFERROR(IF(INDEX('Buildings and Areas'!M$5:M$14,MATCH($C91,'Buildings and Areas'!$B$5:$B$14,0),1)=\"\",\"Deemed\",INDEX('Buildings and Areas'!M$5:M$14,MATCH($C91,'Buildings and Areas'!$B$5:$B$14,0),1)),\"\")","v":""},{"$f":"IFERROR(INDEX('Buildings and Areas'!P$5:P$14,MATCH($C91,'Buildings and Areas'!$B$5:$B$14,0),1),0)","v":0},{"$f":"IFERROR(INDEX('Buildings and Areas'!Q$5:Q$14,MATCH($C91,'Buildings and Areas'!$B$5:$B$14,0),1),0)","v":0},{"$f":"IF(OR($AG91=\"\",$E91=\"\",$F91=\"\"),0,IF($F$124>0.1,(VLOOKUP($E91,'Fixture Descriptions'!$A:$I,8,0)/1000)*(1-$G$124),(VLOOKUP($E91,'Fixture Descriptions'!$A:$I,8,0)/1000)))","v":0},0,0,0,0,{"$f":"IFERROR(IF(AH91=\"Exterior\",1,IF(ProjectType=\"New Construction\",1-'Factor Tables'!$C$46,1-INDEX('Factor Tables'!C$46:C$51,MATCH(Inventory!$H91,'Factor Tables'!$B$46:$B$51,0)))),1)","v":1},{"$f":"IF(I91=\"REMOVED\",0,IF($AD91<>\"\",VLOOKUP($AD91,'Fixture Descriptions'!$A:$I,8,0)/1000,0))","v":0},0,0,0,0,0,0,0,{"$f":"IFERROR(IF(OR($AG91=\"\",$K91=\"\",AH91=\"Exterior\"),1,1-INDEX('Factor Tables'!C$46:D$51,MATCH(Inventory!$K91,'Factor Tables'!$B$46:$B$51,0),IF(ProjectType=\"Retrofit\",1,2))),1)","v":1},null,0,0,0,0,0,0,0,0,0,0,0,0,0,0,0,0,{"$f":"IFERROR(VLOOKUP(IF($AD91=\"Removed\",E91,$AD91),'Fixture Descriptions'!$A:$I,9,0),\"\")","v":0},{"$f":"IF($AD91=\"\",\"\",VLOOKUP($AD91,'Fixture Descriptions'!$A:$I,2,0))","v":""},{"$f":"IF(I91=\"\",\"\",IF(I91=\"Removed\",\"N/A\",IF(IFERROR(VLOOKUP(I91,'Fixture Schedule'!$C$9:$G$58,5,0),L91)=\"\",\"Not Qualified\",IFERROR(VLOOKUP(I91,'Fixture Schedule'!$C$9:$G$58,5,0),L91))))","v":""},{"$f":"IFERROR(INDEX('Utility Admin'!$F$3:$AW$3,1,MATCH(1,(CB$8='Utility Admin'!$F$1:$AW$1)*(Inventory!$AH91='Utility Admin'!$F$2:$AW$2)*(Inventory!$BY91=('Utility Admin'!$F$4:$AW$4)),0)),0)","v":0},{"$f":"IFERROR(INDEX('Utility Admin'!$F$3:$AW$3,1,MATCH(1,(CC$8='Utility Admin'!$F$1:$AW$1)*(Inventory!$AH91='Utility Admin'!$F$2:$AW$2)*(Inventory!$BY91=('Utility Admin'!$F$4:$AW$4)),0)),0)","v":0},{"$f":"IFERROR(INDEX('Utility Admin'!$F$3:$AW$3,1,MATCH(1,(CB$8='Utility Admin'!$F$1:$AW$1)*(Inventory!$AH91='Utility Admin'!$F$2:$AW$2)*(\"Lighting Controls\"=('Utility Admin'!$F$4:$AW$4)),0)),0)","v":0},{"$f":"IFERROR(INDEX('Utility Admin'!$F$3:$AW$3,1,MATCH(1,(CC$8='Utility Admin'!$F$1:$AW$1)*(Inventory!$AH91='Utility Admin'!$F$2:$AW$2)*(\"Lighting Controls\"=('Utility Admin'!$F$4:$AW$4)),0)),0)","v":0},false]
[null,84,null,null,null,null,null,null,null,null,null,null,null,{"$f":"IF(OR(I92=\"\",J92=\"\",AND(ProjectType=\"Retrofit\",OR(E92=\"\",F92=\"\"))),\"-\",IF(OR(CA92=0,CA92=\"Not Qualified\"),\"N\",IFERROR(INDEX('Fixture Descriptions'!K:K,MATCH(AD92,'Fixture Descriptions'!A:A,0)),\"N\")))","v":"-"},0,0,0,0,0,0,0,0,0,{"$f":"ROUND(IFERROR(IF($AE$7,BI92*MaxIncentive,Inventory!Z92),0),2)","v":0},0,0,0,0,0,{"$f":"IF(I92=\"\",\"\",IFERROR(VLOOKUP(I92,'Fixture Schedule'!$C$9:$D$58,2,0),I92))","v":""},{"$f":"10","v":10},{"$f":"IFERROR(VLOOKUP(IF(I92=\"REMOVED\",E92,AD92),'Fixture Descriptions'!A:J,10,FALSE),0)","v":0},{"$f":"IFERROR(INDEX('Buildings and Areas'!D$5:D$14,MATCH($C92,'Buildings and Areas'!$B$5:$B$14,0),1),\"\")","v":""},{"$f":"IFERROR(INDEX('Buildings and Areas'!C$5:C$14,MATCH($C92,'Buildings and Areas'!$B$5:$B$14,0),1),\"\")","v":""},{"$f":"IFERROR(INDEX('Buildings and Areas'!R$5:R$14,MATCH($C92,'Buildings and Areas'!$B$5:$B$14,0),1),0)","v":0},{"$f":"IFERROR(INDEX('Buildings and Areas'!S$5:S$14,MATCH($C92,'Buildings and Areas'!$B$5:$B$14,0),1),0)","v":0},{"$f":"IFERROR(INDEX('Buildings and Areas'!T$5:T$14,MATCH($C92,'Buildings and Areas'!$B$5:$B$14,0),1),0)","v":0},{"$f":"IFERROR(INDEX('Buildings and Areas'!O$5:O$14,MATCH($C92,'Buildings and Areas'!$B$5:$B$14,0),1),\"\")","v":""},{"$f":"IFERROR(INDEX('Buildings and Areas'!F$5:F$14,MATCH($C92,'Buildings and Areas'!$B$5:$B$14,0),1)&IF(AH92=\"Exterior\",\": \"&'Buildings and Areas'!$H$4,\"\"),\"\")","v":""},{"$f":"IFERROR(INDEX('Buildings and Areas'!H$5:H$14,MATCH($C92,'Buildings and Areas'!$B$5:$B$14,0),1),\"\")","v":""},{"$f":"IFERROR(IF(INDEX('Buildings and Areas'!L$5:L$14,MATCH($C92,'Buildings and Areas'!$B$5:$B$14,0),1)=\"\",\"Deemed\",INDEX('Buildings and Areas'!L$5:L$14,MATCH($C92,'Buildings and Areas'!$B$5:$B$14,0),1)),\"\")","v":""},{"$f":"IFERROR(IF(INDEX('Buildings and Areas'!M$5:M$14,MATCH($C92,'Buildings and Areas'!$B$5:$B$14,0),1)=\"\",\"Deemed\",INDEX('Buildings and Areas'!M$5:M$14,MATCH($C92,'Buildings and Areas'!$B$5:$B$14,0),1)),\"\")","v":""},{"$f":"IFERROR(INDEX('Buildings and Areas'!P$5:P$14,MATCH($C92,'Buildings and Areas'!$B$5:$B$14,0),1),0)","v":0},{"$f":"IFERROR(INDEX('Buildings and Areas'!Q$5:Q$14,MATCH($C92,'Buildings and Areas'!$B$5:$B$14,0),1),0)","v":0},{"$f":"IF(OR($AG92=\"\",$E92=\"\",$F92=\"\"),0,IF($F$124>0.1,(VLOOKUP($E92,'Fixture Descriptions'!$A:$I,8,0)/1000)*(1-$G$124),(VLOOKUP($E92,'Fixture Descriptions'!$A:$I,8,0)/1000)))","v":0},0,0,0,0,{"$f":"IFERROR(IF(AH92=\"Exterior\",1,IF(ProjectType=\"New Construction\",1-'Factor Tables'!$C$46,1-INDEX('Factor Tables'!C$46:C$51,MATCH(Inventory!$H92,'Factor Tables'!$B$46:$B$51,0)))),1)","v":1},{"$f":"IF(I92=\"REMOVED\",0,IF($AD92<>\"\",VLOOKUP($AD92,'Fixture Descriptions'!$A:$I,8,0)/1000,0))","v":0},0,0,0,0,0,0,0,{"$f":"IFERROR(IF(OR($AG92=\"\",$K92=\"\",AH92=\"Exterior\"),1,1-INDEX('Factor Tables'!C$46:D$51,MATCH(Inventory!$K92,'Factor Tables'!$B$46:$B$51,0),IF(ProjectType=\"Retrofit\",1,2))),1)","v":1},null,0,0,0,0,0,0,0,0,0,0,0,0,0,0,0,0,{"$f":"IFERROR(VLOOKUP(IF($AD92=\"Removed\",E92,$AD92),'Fixture Descriptions'!$A:$I,9,0),\"\")","v":0},{"$f":"IF($AD92=\"\",\"\",VLOOKUP($AD92,'Fixture Descriptions'!$A:$I,2,0))","v":""},{"$f":"IF(I92=\"\",\"\",IF(I92=\"Removed\",\"N/A\",IF(IFERROR(VLOOKUP(I92,'Fixture Schedule'!$C$9:$G$58,5,0),L92)=\"\",\"Not Qualified\",IFERROR(VLOOKUP(I92,'Fixture Schedule'!$C$9:$G$58,5,0),L92))))","v":""},{"$f":"IFERROR(INDEX('Utility Admin'!$F$3:$AW$3,1,MATCH(1,(CB$8='Utility Admin'!$F$1:$AW$1)*(Inventory!$AH92='Utility Admin'!$F$2:$AW$2)*(Inventory!$BY92=('Utility Admin'!$F$4:$AW$4)),0)),0)","v":0},{"$f":"IFERROR(INDEX('Utility Admin'!$F$3:$AW$3,1,MATCH(1,(CC$8='Utility Admin'!$F$1:$AW$1)*(Inventory!$AH92='Utility Admin'!$F$2:$AW$2)*(Inventory!$BY92=('Utility Admin'!$F$4:$AW$4)),0)),0)","v":0},{"$f":"IFERROR(INDEX('Utility Admin'!$F$3:$AW$3,1,MATCH(1,(CB$8='Utility Admin'!$F$1:$AW$1)*(Inventory!$AH92='Utility Admin'!$F$2:$AW$2)*(\"Lighting Controls\"=('Utility Admin'!$F$4:$AW$4)),0)),0)","v":0},{"$f":"IFERROR(INDEX('Utility Admin'!$F$3:$AW$3,1,MATCH(1,(CC$8='Utility Admin'!$F$1:$AW$1)*(Inventory!$AH92='Utility Admin'!$F$2:$AW$2)*(\"Lighting Controls\"=('Utility Admin'!$F$4:$AW$4)),0)),0)","v":0},false]
[null,85,null,null,null,null,null,null,null,null,null,null,null,{"$f":"IF(OR(I93=\"\",J93=\"\",AND(ProjectType=\"Retrofit\",OR(E93=\"\",F93=\"\"))),\"-\",IF(OR(CA93=0,CA93=\"Not Qualified\"),\"N\",IFERROR(INDEX('Fixture Descriptions'!K:K,MATCH(AD93,'Fixture Descriptions'!A:A,0)),\"N\")))","v":"-"},0,0,0,0,0,0,0,0,0,{"$f":"ROUND(IFERROR(IF($AE$7,BI93*MaxIncentive,Inventory!Z93),0),2)","v":0},0,0,0,0,0,{"$f":"IF(I93=\"\",\"\",IFERROR(VLOOKUP(I93,'Fixture Schedule'!$C$9:$D$58,2,0),I93))","v":""},{"$f":"10","v":10},{"$f":"IFERROR(VLOOKUP(IF(I93=\"REMOVED\",E93,AD93),'Fixture Descriptions'!A:J,10,FALSE),0)","v":0},{"$f":"IFERROR(INDEX('Buildings and Areas'!D$5:D$14,MATCH($C93,'Buildings and Areas'!$B$5:$B$14,0),1),\"\")","v":""},{"$f":"IFERROR(INDEX('Buildings and Areas'!C$5:C$14,MATCH($C93,'Buildings and Areas'!$B$5:$B$14,0),1),\"\")","v":""},{"$f":"IFERROR(INDEX('Buildings and Areas'!R$5:R$14,MATCH($C93,'Buildings and Areas'!$B$5:$B$14,0),1),0)","v":0},{"$f":"IFERROR(INDEX('Buildings and Areas'!S$5:S$14,MATCH($C93,'Buildings and Areas'!$B$5:$B$14,0),1),0)","v":0},{"$f":"IFERROR(INDEX('Buildings and Areas'!T$5:T$14,MATCH($C93,'Buildings and Areas'!$B$5:$B$14,0),1),0)","v":0},{"$f":"IFERROR(INDEX('Buildings and Areas'!O$5:O$14,MATCH($C93,'Buildings and Areas'!$B$5:$B$14,0),1),\"\")","v":""},{"$f":"IFERROR(INDEX('Buildings and Areas'!F$5:F$14,MATCH($C93,'Buildings and Areas'!$B$5:$B$14,0),1)&IF(AH93=\"Exterior\",\": \"&'Buildings and Areas'!$H$4,\"\"),\"\")","v":""},{"$f":"IFERROR(INDEX('Buildings and Areas'!H$5:H$14,MATCH($C93,'Buildings and Areas'!$B$5:$B$14,0),1),\"\")","v":""},{"$f":"IFERROR(IF(INDEX('Buildings and Areas'!L$5:L$14,MATCH($C93,'Buildings and Areas'!$B$5:$B$14,0),1)=\"\",\"Deemed\",INDEX('Buildings and Areas'!L$5:L$14,MATCH($C93,'Buildings and Areas'!$B$5:$B$14,0),1)),\"\")","v":""},{"$f":"IFERROR(IF(INDEX('Buildings and Areas'!M$5:M$14,MATCH($C93,'Buildings and Areas'!$B$5:$B$14,0),1)=\"\",\"Deemed\",INDEX('Buildings and Areas'!M$5:M$14,MATCH($C93,'Buildings and Areas'!$B$5:$B$14,0),1)),\"\")","v":""},{"$f":"IFERROR(INDEX('Buildings and Areas'!P$5:P$14,MATCH($C93,'Buildings and Areas'!$B$5:$B$14,0),1),0)","v":0},{"$f":"IFERROR(INDEX('Buildings and Areas'!Q$5:Q$14,MATCH($C93,'Buildings and Areas'!$B$5:$B$14,0),1),0)","v":0},{"$f":"IF(OR($AG93=\"\",$E93=\"\",$F93=\"\"),0,IF($F$124>0.1,(VLOOKUP($E93,'Fixture Descriptions'!$A:$I,8,0)/1000)*(1-$G$124),(VLOOKUP($E93,'Fixture Descriptions'!$A:$I,8,0)/1000)))","v":0},0,0,0,0,{"$f":"IFERROR(IF(AH93=\"Exterior\",1,IF(ProjectType=\"New Construction\",1-'Factor Tables'!$C$46,1-INDEX('Factor Tables'!C$46:C$51,MATCH(Inventory!$H93,'Factor Tables'!$B$46:$B$51,0)))),1)","v":1},{"$f":"IF(I93=\"REMOVED\",0,IF($AD93<>\"\",VLOOKUP($AD93,'Fixture Descriptions'!$A:$I,8,0)/1000,0))","v":0},0,0,0,0,0,0,0,{"$f":"IFERROR(IF(OR($AG93=\"\",$K93=\"\",AH93=\"Exterior\"),1,1-INDEX('Factor Tables'!C$46:D$51,MATCH(Inventory!$K93,'Factor Tables'!$B$46:$B$51,0),IF(ProjectType=\"Retrofit\",1,2))),1)","v":1},null,0,0,0,0,0,0,0,0,0,0,0,0,0,0,0,0,{"$f":"IFERROR(VLOOKUP(IF($AD93=\"Removed\",E93,$AD93),'Fixture Descriptions'!$A:$I,9,0),\"\")","v":0},{"$f":"IF($AD93=\"\",\"\",VLOOKUP($AD93,'Fixture Descriptions'!$A:$I,2,0))","v":""},{"$f":"IF(I93=\"\",\"\",IF(I93=\"Removed\",\"N/A\",IF(IFERROR(VLOOKUP(I93,'Fixture Schedule'!$C$9:$G$58,5,0),L93)=\"\",\"Not Qualified\",IFERROR(VLOOKUP(I93,'Fixture Schedule'!$C$9:$G$58,5,0),L93))))","v":""},{"$f":"IFERROR(INDEX('Utility Admin'!$F$3:$AW$3,1,MATCH(1,(CB$8='Utility Admin'!$F$1:$AW$1)*(Inventory!$AH93='Utility Admin'!$F$2:$AW$2)*(Inventory!$BY93=('Utility Admin'!$F$4:$AW$4)),0)),0)","v":0},{"$f":"IFERROR(INDEX('Utility Admin'!$F$3:$AW$3,1,MATCH(1,(CC$8='Utility Admin'!$F$1:$AW$1)*(Inventory!$AH93='Utility Admin'!$F$2:$AW$2)*(Inventory!$BY93=('Utility Admin'!$F$4:$AW$4)),0)),0)","v":0},{"$f":"IFERROR(INDEX('Utility Admin'!$F$3:$AW$3,1,MATCH(1,(CB$8='Utility Admin'!$F$1:$AW$1)*(Inventory!$AH93='Utility Admin'!$F$2:$AW$2)*(\"Lighting Controls\"=('Utility Admin'!$F$4:$AW$4)),0)),0)","v":0},{"$f":"IFERROR(INDEX('Utility Admin'!$F$3:$AW$3,1,MATCH(1,(CC$8='Utility Admin'!$F$1:$AW$1)*(Inventory!$AH93='Utility Admin'!$F$2:$AW$2)*(\"Lighting Controls\"=('Utility Admin'!$F$4:$AW$4)),0)),0)","v":0},false]
[null,86,null,null,null,null,null,null,null,null,null,null,null,{"$f":"IF(OR(I94=\"\",J94=\"\",AND(ProjectType=\"Retrofit\",OR(E94=\"\",F94=\"\"))),\"-\",IF(OR(CA94=0,CA94=\"Not Qualified\"),\"N\",IFERROR(INDEX('Fixture Descriptions'!K:K,MATCH(AD94,'Fixture Descriptions'!A:A,0)),\"N\")))","v":"-"},0,0,0,0,0,0,0,0,0,{"$f":"ROUND(IFERROR(IF($AE$7,BI94*MaxIncentive,Inventory!Z94),0),2)","v":0},0,0,0,0,0,{"$f":"IF(I94=\"\",\"\",IFERROR(VLOOKUP(I94,'Fixture Schedule'!$C$9:$D$58,2,0),I94))","v":""},{"$f":"10","v":10},{"$f":"IFERROR(VLOOKUP(IF(I94=\"REMOVED\",E94,AD94),'Fixture Descriptions'!A:J,10,FALSE),0)","v":0},{"$f":"IFERROR(INDEX('Buildings and Areas'!D$5:D$14,MATCH($C94,'Buildings and Areas'!$B$5:$B$14,0),1),\"\")","v":""},{"$f":"IFERROR(INDEX('Buildings and Areas'!C$5:C$14,MATCH($C94,'Buildings and Areas'!$B$5:$B$14,0),1),\"\")","v":""},{"$f":"IFERROR(INDEX('Buildings and Areas'!R$5:R$14,MATCH($C94,'Buildings and Areas'!$B$5:$B$14,0),1),0)","v":0},{"$f":"IFERROR(INDEX('Buildings and Areas'!S$5:S$14,MATCH($C94,'Buildings and Areas'!$B$5:$B$14,0),1),0)","v":0},{"$f":"IFERROR(INDEX('Buildings and Areas'!T$5:T$14,MATCH($C94,'Buildings and Areas'!$B$5:$B$14,0),1),0)","v":0},{"$f":"IFERROR(INDEX('Buildings and Areas'!O$5:O$14,MATCH($C94,'Buildings and Areas'!$B$5:$B$14,0),1),\"\")","v":""},{"$f":"IFERROR(INDEX('Buildings and Areas'!F$5:F$14,MATCH($C94,'Buildings and Areas'!$B$5:$B$14,0),1)&IF(AH94=\"Exterior\",\": \"&'Buildings and Areas'!$H$4,\"\"),\"\")","v":""},{"$f":"IFERROR(INDEX('Buildings and Areas'!H$5:H$14,MATCH($C94,'Buildings and Areas'!$B$5:$B$14,0),1),\"\")","v":""},{"$f":"IFERROR(IF(INDEX('Buildings and Areas'!L$5:L$14,MATCH($C94,'Buildings and Areas'!$B$5:$B$14,0),1)=\"\",\"Deemed\",INDEX('Buildings and Areas'!L$5:L$14,MATCH($C94,'Buildings and Areas'!$B$5:$B$14,0),1)),\"\")","v":""},{"$f":"IFERROR(IF(INDEX('Buildings and Areas'!M$5:M$14,MATCH($C94,'Buildings and Areas'!$B$5:$B$14,0),1)=\"\",\"Deemed\",INDEX('Buildings and Areas'!M$5:M$14,MATCH($C94,'Buildings and Areas'!$B$5:$B$14,0),1)),\"\")","v":""},{"$f":"IFERROR(INDEX('Buildings and Areas'!P$5:P$14,MATCH($C94,'Buildings and Areas'!$B$5:$B$14,0),1),0)","v":0},{"$f":"IFERROR(INDEX('Buildings and Areas'!Q$5:Q$14,MATCH($C94,'Buildings and Areas'!$B$5:$B$14,0),1),0)","v":0},{"$f":"IF(OR($AG94=\"\",$E94=\"\",$F94=\"\"),0,IF($F$124>0.1,(VLOOKUP($E94,'Fixture Descriptions'!$A:$I,8,0)/1000)*(1-$G$124),(VLOOKUP($E94,'Fixture Descriptions'!$A:$I,8,0)/1000)))","v":0},0,0,0,0,{"$f":"IFERROR(IF(AH94=\"Exterior\",1,IF(ProjectType=\"New Construction\",1-'Factor Tables'!$C$46,1-INDEX('Factor Tables'!C$46:C$51,MATCH(Inventory!$H94,'Factor Tables'!$B$46:$B$51,0)))),1)","v":1},{"$f":"IF(I94=\"REMOVED\",0,IF($AD94<>\"\",VLOOKUP($AD94,'Fixture Descriptions'!$A:$I,8,0)/1000,0))","v":0},0,0,0,0,0,0,0,{"$f":"IFERROR(IF(OR($AG94=\"\",$K94=\"\",AH94=\"Exterior\"),1,1-INDEX('Factor Tables'!C$46:D$51,MATCH(Inventory!$K94,'Factor Tables'!$B$46:$B$51,0),IF(ProjectType=\"Retrofit\",1,2))),1)","v":1},null,0,0,0,0,0,0,0,0,0,0,0,0,0,0,0,0,{"$f":"IFERROR(VLOOKUP(IF($AD94=\"Removed\",E94,$AD94),'Fixture Descriptions'!$A:$I,9,0),\"\")","v":0},{"$f":"IF($AD94=\"\",\"\",VLOOKUP($AD94,'Fixture Descriptions'!$A:$I,2,0))","v":""},{"$f":"IF(I94=\"\",\"\",IF(I94=\"Removed\",\"N/A\",IF(IFERROR(VLOOKUP(I94,'Fixture Schedule'!$C$9:$G$58,5,0),L94)=\"\",\"Not Qualified\",IFERROR(VLOOKUP(I94,'Fixture Schedule'!$C$9:$G$58,5,0),L94))))","v":""},{"$f":"IFERROR(INDEX('Utility Admin'!$F$3:$AW$3,1,MATCH(1,(CB$8='Utility Admin'!$F$1:$AW$1)*(Inventory!$AH94='Utility Admin'!$F$2:$AW$2)*(Inventory!$BY94=('Utility Admin'!$F$4:$AW$4)),0)),0)","v":0},{"$f":"IFERROR(INDEX('Utility Admin'!$F$3:$AW$3,1,MATCH(1,(CC$8='Utility Admin'!$F$1:$AW$1)*(Inventory!$AH94='Utility Admin'!$F$2:$AW$2)*(Inventory!$BY94=('Utility Admin'!$F$4:$AW$4)),0)),0)","v":0},{"$f":"IFERROR(INDEX('Utility Admin'!$F$3:$AW$3,1,MATCH(1,(CB$8='Utility Admin'!$F$1:$AW$1)*(Inventory!$AH94='Utility Admin'!$F$2:$AW$2)*(\"Lighting Controls\"=('Utility Admin'!$F$4:$AW$4)),0)),0)","v":0},{"$f":"IFERROR(INDEX('Utility Admin'!$F$3:$AW$3,1,MATCH(1,(CC$8='Utility Admin'!$F$1:$AW$1)*(Inventory!$AH94='Utility Admin'!$F$2:$AW$2)*(\"Lighting Controls\"=('Utility Admin'!$F$4:$AW$4)),0)),0)","v":0},false]
[null,87,null,null,null,null,null,null,null,null,null,null,null,{"$f":"IF(OR(I95=\"\",J95=\"\",AND(ProjectType=\"Retrofit\",OR(E95=\"\",F95=\"\"))),\"-\",IF(OR(CA95=0,CA95=\"Not Qualified\"),\"N\",IFERROR(INDEX('Fixture Descriptions'!K:K,MATCH(AD95,'Fixture Descriptions'!A:A,0)),\"N\")))","v":"-"},0,0,0,0,0,0,0,0,0,{"$f":"ROUND(IFERROR(IF($AE$7,BI95*MaxIncentive,Inventory!Z95),0),2)","v":0},0,0,0,0,0,{"$f":"IF(I95=\"\",\"\",IFERROR(VLOOKUP(I95,'Fixture Schedule'!$C$9:$D$58,2,0),I95))","v":""},{"$f":"10","v":10},{"$f":"IFERROR(VLOOKUP(IF(I95=\"REMOVED\",E95,AD95),'Fixture Descriptions'!A:J,10,FALSE),0)","v":0},{"$f":"IFERROR(INDEX('Buildings and Areas'!D$5:D$14,MATCH($C95,'Buildings and Areas'!$B$5:$B$14,0),1),\"\")","v":""},{"$f":"IFERROR(INDEX('Buildings and Areas'!C$5:C$14,MATCH($C95,'Buildings and Areas'!$B$5:$B$14,0),1),\"\")","v":""},{"$f":"IFERROR(INDEX('Buildings and Areas'!R$5:R$14,MATCH($C95,'Buildings and Areas'!$B$5:$B$14,0),1),0)","v":0},{"$f":"IFERROR(INDEX('Buildings and Areas'!S$5:S$14,MATCH($C95,'Buildings and Areas'!$B$5:$B$14,0),1),0)","v":0},{"$f":"IFERROR(INDEX('Buildings and Areas'!T$5:T$14,MATCH($C95,'Buildings and Areas'!$B$5:$B$14,0),1),0)","v":0},{"$f":"IFERROR(INDEX('Buildings and Areas'!O$5:O$14,MATCH($C95,'Buildings and Areas'!$B$5:$B$14,0),1),\"\")","v":""},{"$f":"IFERROR(INDEX('Buildings and Areas'!F$5:F$14,MATCH($C95,'Buildings and Areas'!$B$5:$B$14,0),1)&IF(AH95=\"Exterior\",\": \"&'Buildings and Areas'!$H$4,\"\"),\"\")","v":""},{"$f":"IFERROR(INDEX('Buildings and Areas'!H$5:H$14,MATCH($C95,'Buildings and Areas'!$B$5:$B$14,0),1),\"\")","v":""},{"$f":"IFERROR(IF(INDEX('Buildings and Areas'!L$5:L$14,MATCH($C95,'Buildings and Areas'!$B$5:$B$14,0),1)=\"\",\"Deemed\",INDEX('Buildings and Areas'!L$5:L$14,MATCH($C95,'Buildings and Areas'!$B$5:$B$14,0),1)),\"\")","v":""},{"$f":"IFERROR(IF(INDEX('Buildings and Areas'!M$5:M$14,MATCH($C95,'Buildings and Areas'!$B$5:$B$14,0),1)=\"\",\"Deemed\",INDEX('Buildings and Areas'!M$5:M$14,MATCH($C95,'Buildings and Areas'!$B$5:$B$14,0),1)),\"\")","v":""},{"$f":"IFERROR(INDEX('Buildings and Areas'!P$5:P$14,MATCH($C95,'Buildings and Areas'!$B$5:$B$14,0),1),0)","v":0},{"$f":"IFERROR(INDEX('Buildings and Areas'!Q$5:Q$14,MATCH($C95,'Buildings and Areas'!$B$5:$B$14,0),1),0)","v":0},{"$f":"IF(OR($AG95=\"\",$E95=\"\",$F95=\"\"),0,IF($F$124>0.1,(VLOOKUP($E95,'Fixture Descriptions'!$A:$I,8,0)/1000)*(1-$G$124),(VLOOKUP($E95,'Fixture Descriptions'!$A:$I,8,0)/1000)))","v":0},0,0,0,0,{"$f":"IFERROR(IF(AH95=\"Exterior\",1,IF(ProjectType=\"New Construction\",1-'Factor Tables'!$C$46,1-INDEX('Factor Tables'!C$46:C$51,MATCH(Inventory!$H95,'Factor Tables'!$B$46:$B$51,0)))),1)","v":1},{"$f":"IF(I95=\"REMOVED\",0,IF($AD95<>\"\",VLOOKUP($AD95,'Fixture Descriptions'!$A:$I,8,0)/1000,0))","v":0},0,0,0,0,0,0,0,{"$f":"IFERROR(IF(OR($AG95=\"\",$K95=\"\",AH95=\"Exterior\"),1,1-INDEX('Factor Tables'!C$46:D$51,MATCH(Inventory!$K95,'Factor Tables'!$B$46:$B$51,0),IF(ProjectType=\"Retrofit\",1,2))),1)","v":1},null,0,0,0,0,0,0,0,0,0,0,0,0,0,0,0,0,{"$f":"IFERROR(VLOOKUP(IF($AD95=\"Removed\",E95,$AD95),'Fixture Descriptions'!$A:$I,9,0),\"\")","v":0},{"$f":"IF($AD95=\"\",\"\",VLOOKUP($AD95,'Fixture Descriptions'!$A:$I,2,0))","v":""},{"$f":"IF(I95=\"\",\"\",IF(I95=\"Removed\",\"N/A\",IF(IFERROR(VLOOKUP(I95,'Fixture Schedule'!$C$9:$G$58,5,0),L95)=\"\",\"Not Qualified\",IFERROR(VLOOKUP(I95,'Fixture Schedule'!$C$9:$G$58,5,0),L95))))","v":""},{"$f":"IFERROR(INDEX('Utility Admin'!$F$3:$AW$3,1,MATCH(1,(CB$8='Utility Admin'!$F$1:$AW$1)*(Inventory!$AH95='Utility Admin'!$F$2:$AW$2)*(Inventory!$BY95=('Utility Admin'!$F$4:$AW$4)),0)),0)","v":0},{"$f":"IFERROR(INDEX('Utility Admin'!$F$3:$AW$3,1,MATCH(1,(CC$8='Utility Admin'!$F$1:$AW$1)*(Inventory!$AH95='Utility Admin'!$F$2:$AW$2)*(Inventory!$BY95=('Utility Admin'!$F$4:$AW$4)),0)),0)","v":0},{"$f":"IFERROR(INDEX('Utility Admin'!$F$3:$AW$3,1,MATCH(1,(CB$8='Utility Admin'!$F$1:$AW$1)*(Inventory!$AH95='Utility Admin'!$F$2:$AW$2)*(\"Lighting Controls\"=('Utility Admin'!$F$4:$AW$4)),0)),0)","v":0},{"$f":"IFERROR(INDEX('Utility Admin'!$F$3:$AW$3,1,MATCH(1,(CC$8='Utility Admin'!$F$1:$AW$1)*(Inventory!$AH95='Utility Admin'!$F$2:$AW$2)*(\"Lighting Controls\"=('Utility Admin'!$F$4:$AW$4)),0)),0)","v":0},false]
[null,88,null,null,null,null,null,null,null,null,null,null,null,{"$f":"IF(OR(I96=\"\",J96=\"\",AND(ProjectType=\"Retrofit\",OR(E96=\"\",F96=\"\"))),\"-\",IF(OR(CA96=0,CA96=\"Not Qualified\"),\"N\",IFERROR(INDEX('Fixture Descriptions'!K:K,MATCH(AD96,'Fixture Descriptions'!A:A,0)),\"N\")))","v":"-"},0,0,0,0,0,0,0,0,0,{"$f":"ROUND(IFERROR(IF($AE$7,BI96*MaxIncentive,Inventory!Z96),0),2)","v":0},0,0,0,0,0,{"$f":"IF(I96=\"\",\"\",IFERROR(VLOOKUP(I96,'Fixture Schedule'!$C$9:$D$58,2,0),I96))","v":""},{"$f":"10","v":10},{"$f":"IFERROR(VLOOKUP(IF(I96=\"REMOVED\",E96,AD96),'Fixture Descriptions'!A:J,10,FALSE),0)","v":0},{"$f":"IFERROR(INDEX('Buildings and Areas'!D$5:D$14,MATCH($C96,'Buildings and Areas'!$B$5:$B$14,0),1),\"\")","v":""},{"$f":"IFERROR(INDEX('Buildings and Areas'!C$5:C$14,MATCH($C96,'Buildings and Areas'!$B$5:$B$14,0),1),\"\")","v":""},{"$f":"IFERROR(INDEX('Buildings and Areas'!R$5:R$14,MATCH($C96,'Buildings and Areas'!$B$5:$B$14,0),1),0)","v":0},{"$f":"IFERROR(INDEX('Buildings and Areas'!S$5:S$14,MATCH($C96,'Buildings and Areas'!$B$5:$B$14,0),1),0)","v":0},{"$f":"IFERROR(INDEX('Buildings and Areas'!T$5:T$14,MATCH($C96,'Buildings and Areas'!$B$5:$B$14,0),1),0)","v":0},{"$f":"IFERROR(INDEX('Buildings and Areas'!O$5:O$14,MATCH($C96,'Buildings and Areas'!$B$5:$B$14,0),1),\"\")","v":""},{"$f":"IFERROR(INDEX('Buildings and Areas'!F$5:F$14,MATCH($C96,'Buildings and Areas'!$B$5:$B$14,0),1)&IF(AH96=\"Exterior\",\": \"&'Buildings and Areas'!$H$4,\"\"),\"\")","v":""},{"$f":"IFERROR(INDEX('Buildings and Areas'!H$5:H$14,MATCH($C96,'Buildings and Areas'!$B$5:$B$14,0),1),\"\")","v":""},{"$f":"IFERROR(IF(INDEX('Buildings and Areas'!L$5:L$14,MATCH($C96,'Buildings and Areas'!$B$5:$B$14,0),1)=\"\",\"Deemed\",INDEX('Buildings and Areas'!L$5:L$14,MATCH($C96,'Buildings and Areas'!$B$5:$B$14,0),1)),\"\")","v":""},{"$f":"IFERROR(IF(INDEX('Buildings and Areas'!M$5:M$14,MATCH($C96,'Buildings and Areas'!$B$5:$B$14,0),1)=\"\",\"Deemed\",INDEX('Buildings and Areas'!M$5:M$14,MATCH($C96,'Buildings and Areas'!$B$5:$B$14,0),1)),\"\")","v":""},{"$f":"IFERROR(INDEX('Buildings and Areas'!P$5:P$14,MATCH($C96,'Buildings and Areas'!$B$5:$B$14,0),1),0)","v":0},{"$f":"IFERROR(INDEX('Buildings and Areas'!Q$5:Q$14,MATCH($C96,'Buildings and Areas'!$B$5:$B$14,0),1),0)","v":0},{"$f":"IF(OR($AG96=\"\",$E96=\"\",$F96=\"\"),0,IF($F$124>0.1,(VLOOKUP($E96,'Fixture Descriptions'!$A:$I,8,0)/1000)*(1-$G$124),(VLOOKUP($E96,'Fixture Descriptions'!$A:$I,8,0)/1000)))","v":0},0,0,0,0,{"$f":"IFERROR(IF(AH96=\"Exterior\",1,IF(ProjectType=\"New Construction\",1-'Factor Tables'!$C$46,1-INDEX('Factor Tables'!C$46:C$51,MATCH(Inventory!$H96,'Factor Tables'!$B$46:$B$51,0)))),1)","v":1},{"$f":"IF(I96=\"REMOVED\",0,IF($AD96<>\"\",VLOOKUP($AD96,'Fixture Descriptions'!$A:$I,8,0)/1000,0))","v":0},0,0,0,0,0,0,0,{"$f":"IFERROR(IF(OR($AG96=\"\",$K96=\"\",AH96=\"Exterior\"),1,1-INDEX('Factor Tables'!C$46:D$51,MATCH(Inventory!$K96,'Factor Tables'!$B$46:$B$51,0),IF(ProjectType=\"Retrofit\",1,2))),1)","v":1},null,0,0,0,0,0,0,0,0,0,0,0,0,0,0,0,0,{"$f":"IFERROR(VLOOKUP(IF($AD96=\"Removed\",E96,$AD96),'Fixture Descriptions'!$A:$I,9,0),\"\")","v":0},{"$f":"IF($AD96=\"\",\"\",VLOOKUP($AD96,'Fixture Descriptions'!$A:$I,2,0))","v":""},{"$f":"IF(I96=\"\",\"\",IF(I96=\"Removed\",\"N/A\",IF(IFERROR(VLOOKUP(I96,'Fixture Schedule'!$C$9:$G$58,5,0),L96)=\"\",\"Not Qualified\",IFERROR(VLOOKUP(I96,'Fixture Schedule'!$C$9:$G$58,5,0),L96))))","v":""},{"$f":"IFERROR(INDEX('Utility Admin'!$F$3:$AW$3,1,MATCH(1,(CB$8='Utility Admin'!$F$1:$AW$1)*(Inventory!$AH96='Utility Admin'!$F$2:$AW$2)*(Inventory!$BY96=('Utility Admin'!$F$4:$AW$4)),0)),0)","v":0},{"$f":"IFERROR(INDEX('Utility Admin'!$F$3:$AW$3,1,MATCH(1,(CC$8='Utility Admin'!$F$1:$AW$1)*(Inventory!$AH96='Utility Admin'!$F$2:$AW$2)*(Inventory!$BY96=('Utility Admin'!$F$4:$AW$4)),0)),0)","v":0},{"$f":"IFERROR(INDEX('Utility Admin'!$F$3:$AW$3,1,MATCH(1,(CB$8='Utility Admin'!$F$1:$AW$1)*(Inventory!$AH96='Utility Admin'!$F$2:$AW$2)*(\"Lighting Controls\"=('Utility Admin'!$F$4:$AW$4)),0)),0)","v":0},{"$f":"IFERROR(INDEX('Utility Admin'!$F$3:$AW$3,1,MATCH(1,(CC$8='Utility Admin'!$F$1:$AW$1)*(Inventory!$AH96='Utility Admin'!$F$2:$AW$2)*(\"Lighting Controls\"=('Utility Admin'!$F$4:$AW$4)),0)),0)","v":0},false]
[null,89,null,null,null,null,null,null,null,null,null,null,null,{"$f":"IF(OR(I97=\"\",J97=\"\",AND(ProjectType=\"Retrofit\",OR(E97=\"\",F97=\"\"))),\"-\",IF(OR(CA97=0,CA97=\"Not Qualified\"),\"N\",IFERROR(INDEX('Fixture Descriptions'!K:K,MATCH(AD97,'Fixture Descriptions'!A:A,0)),\"N\")))","v":"-"},0,0,0,0,0,0,0,0,0,{"$f":"ROUND(IFERROR(IF($AE$7,BI97*MaxIncentive,Inventory!Z97),0),2)","v":0},0,0,0,0,0,{"$f":"IF(I97=\"\",\"\",IFERROR(VLOOKUP(I97,'Fixture Schedule'!$C$9:$D$58,2,0),I97))","v":""},{"$f":"10","v":10},{"$f":"IFERROR(VLOOKUP(IF(I97=\"REMOVED\",E97,AD97),'Fixture Descriptions'!A:J,10,FALSE),0)","v":0},{"$f":"IFERROR(INDEX('Buildings and Areas'!D$5:D$14,MATCH($C97,'Buildings and Areas'!$B$5:$B$14,0),1),\"\")","v":""},{"$f":"IFERROR(INDEX('Buildings and Areas'!C$5:C$14,MATCH($C97,'Buildings and Areas'!$B$5:$B$14,0),1),\"\")","v":""},{"$f":"IFERROR(INDEX('Buildings and Areas'!R$5:R$14,MATCH($C97,'Buildings and Areas'!$B$5:$B$14,0),1),0)","v":0},{"$f":"IFERROR(INDEX('Buildings and Areas'!S$5:S$14,MATCH($C97,'Buildings and Areas'!$B$5:$B$14,0),1),0)","v":0},{"$f":"IFERROR(INDEX('Buildings and Areas'!T$5:T$14,MATCH($C97,'Buildings and Areas'!$B$5:$B$14,0),1),0)","v":0},{"$f":"IFERROR(INDEX('Buildings and Areas'!O$5:O$14,MATCH($C97,'Buildings and Areas'!$B$5:$B$14,0),1),\"\")","v":""},{"$f":"IFERROR(INDEX('Buildings and Areas'!F$5:F$14,MATCH($C97,'Buildings and Areas'!$B$5:$B$14,0),1)&IF(AH97=\"Exterior\",\": \"&'Buildings and Areas'!$H$4,\"\"),\"\")","v":""},{"$f":"IFERROR(INDEX('Buildings and Areas'!H$5:H$14,MATCH($C97,'Buildings and Areas'!$B$5:$B$14,0),1),\"\")","v":""},{"$f":"IFERROR(IF(INDEX('Buildings and Areas'!L$5:L$14,MATCH($C97,'Buildings and Areas'!$B$5:$B$14,0),1)=\"\",\"Deemed\",INDEX('Buildings and Areas'!L$5:L$14,MATCH($C97,'Buildings and Areas'!$B$5:$B$14,0),1)),\"\")","v":""},{"$f":"IFERROR(IF(INDEX('Buildings and Areas'!M$5:M$14,MATCH($C97,'Buildings and Areas'!$B$5:$B$14,0),1)=\"\",\"Deemed\",INDEX('Buildings and Areas'!M$5:M$14,MATCH($C97,'Buildings and Areas'!$B$5:$B$14,0),1)),\"\")","v":""},{"$f":"IFERROR(INDEX('Buildings and Areas'!P$5:P$14,MATCH($C97,'Buildings and Areas'!$B$5:$B$14,0),1),0)","v":0},{"$f":"IFERROR(INDEX('Buildings and Areas'!Q$5:Q$14,MATCH($C97,'Buildings and Areas'!$B$5:$B$14,0),1),0)","v":0},{"$f":"IF(OR($AG97=\"\",$E97=\"\",$F97=\"\"),0,IF($F$124>0.1,(VLOOKUP($E97,'Fixture Descriptions'!$A:$I,8,0)/1000)*(1-$G$124),(VLOOKUP($E97,'Fixture Descriptions'!$A:$I,8,0)/1000)))","v":0},0,0,0,0,{"$f":"IFERROR(IF(AH97=\"Exterior\",1,IF(ProjectType=\"New Construction\",1-'Factor Tables'!$C$46,1-INDEX('Factor Tables'!C$46:C$51,MATCH(Inventory!$H97,'Factor Tables'!$B$46:$B$51,0)))),1)","v":1},{"$f":"IF(I97=\"REMOVED\",0,IF($AD97<>\"\",VLOOKUP($AD97,'Fixture Descriptions'!$A:$I,8,0)/1000,0))","v":0},0,0,0,0,0,0,0,{"$f":"IFERROR(IF(OR($AG97=\"\",$K97=\"\",AH97=\"Exterior\"),1,1-INDEX('Factor Tables'!C$46:D$51,MATCH(Inventory!$K97,'Factor Tables'!$B$46:$B$51,0),IF(ProjectType=\"Retrofit\",1,2))),1)","v":1},null,0,0,0,0,0,0,0,0,0,0,0,0,0,0,0,0,{"$f":"IFERROR(VLOOKUP(IF($AD97=\"Removed\",E97,$AD97),'Fixture Descriptions'!$A:$I,9,0),\"\")","v":0},{"$f":"IF($AD97=\"\",\"\",VLOOKUP($AD97,'Fixture Descriptions'!$A:$I,2,0))","v":""},{"$f":"IF(I97=\"\",\"\",IF(I97=\"Removed\",\"N/A\",IF(IFERROR(VLOOKUP(I97,'Fixture Schedule'!$C$9:$G$58,5,0),L97)=\"\",\"Not Qualified\",IFERROR(VLOOKUP(I97,'Fixture Schedule'!$C$9:$G$58,5,0),L97))))","v":""},{"$f":"IFERROR(INDEX('Utility Admin'!$F$3:$AW$3,1,MATCH(1,(CB$8='Utility Admin'!$F$1:$AW$1)*(Inventory!$AH97='Utility Admin'!$F$2:$AW$2)*(Inventory!$BY97=('Utility Admin'!$F$4:$AW$4)),0)),0)","v":0},{"$f":"IFERROR(INDEX('Utility Admin'!$F$3:$AW$3,1,MATCH(1,(CC$8='Utility Admin'!$F$1:$AW$1)*(Inventory!$AH97='Utility Admin'!$F$2:$AW$2)*(Inventory!$BY97=('Utility Admin'!$F$4:$AW$4)),0)),0)","v":0},{"$f":"IFERROR(INDEX('Utility Admin'!$F$3:$AW$3,1,MATCH(1,(CB$8='Utility Admin'!$F$1:$AW$1)*(Inventory!$AH97='Utility Admin'!$F$2:$AW$2)*(\"Lighting Controls\"=('Utility Admin'!$F$4:$AW$4)),0)),0)","v":0},{"$f":"IFERROR(INDEX('Utility Admin'!$F$3:$AW$3,1,MATCH(1,(CC$8='Utility Admin'!$F$1:$AW$1)*(Inventory!$AH97='Utility Admin'!$F$2:$AW$2)*(\"Lighting Controls\"=('Utility Admin'!$F$4:$AW$4)),0)),0)","v":0},false]
[null,90,null,null,null,null,null,null,null,null,null,null,null,{"$f":"IF(OR(I98=\"\",J98=\"\",AND(ProjectType=\"Retrofit\",OR(E98=\"\",F98=\"\"))),\"-\",IF(OR(CA98=0,CA98=\"Not Qualified\"),\"N\",IFERROR(INDEX('Fixture Descriptions'!K:K,MATCH(AD98,'Fixture Descriptions'!A:A,0)),\"N\")))","v":"-"},0,0,0,0,0,0,0,0,0,{"$f":"ROUND(IFERROR(IF($AE$7,BI98*MaxIncentive,Inventory!Z98),0),2)","v":0},0,0,0,0,0,{"$f":"IF(I98=\"\",\"\",IFERROR(VLOOKUP(I98,'Fixture Schedule'!$C$9:$D$58,2,0),I98))","v":""},{"$f":"10","v":10},{"$f":"IFERROR(VLOOKUP(IF(I98=\"REMOVED\",E98,AD98),'Fixture Descriptions'!A:J,10,FALSE),0)","v":0},{"$f":"IFERROR(INDEX('Buildings and Areas'!D$5:D$14,MATCH($C98,'Buildings and Areas'!$B$5:$B$14,0),1),\"\")","v":""},{"$f":"IFERROR(INDEX('Buildings and Areas'!C$5:C$14,MATCH($C98,'Buildings and Areas'!$B$5:$B$14,0),1),\"\")","v":""},{"$f":"IFERROR(INDEX('Buildings and Areas'!R$5:R$14,MATCH($C98,'Buildings and Areas'!$B$5:$B$14,0),1),0)","v":0},{"$f":"IFERROR(INDEX('Buildings and Areas'!S$5:S$14,MATCH($C98,'Buildings and Areas'!$B$5:$B$14,0),1),0)","v":0},{"$f":"IFERROR(INDEX('Buildings and Areas'!T$5:T$14,MATCH($C98,'Buildings and Areas'!$B$5:$B$14,0),1),0)","v":0},{"$f":"IFERROR(INDEX('Buildings and Areas'!O$5:O$14,MATCH($C98,'Buildings and Areas'!$B$5:$B$14,0),1),\"\")","v":""},{"$f":"IFERROR(INDEX('Buildings and Areas'!F$5:F$14,MATCH($C98,'Buildings and Areas'!$B$5:$B$14,0),1)&IF(AH98=\"Exterior\",\": \"&'Buildings and Areas'!$H$4,\"\"),\"\")","v":""},{"$f":"IFERROR(INDEX('Buildings and Areas'!H$5:H$14,MATCH($C98,'Buildings and Areas'!$B$5:$B$14,0),1),\"\")","v":""},{"$f":"IFERROR(IF(INDEX('Buildings and Areas'!L$5:L$14,MATCH($C98,'Buildings and Areas'!$B$5:$B$14,0),1)=\"\",\"Deemed\",INDEX('Buildings and Areas'!L$5:L$14,MATCH($C98,'Buildings and Areas'!$B$5:$B$14,0),1)),\"\")","v":""},{"$f":"IFERROR(IF(INDEX('Buildings and Areas'!M$5:M$14,MATCH($C98,'Buildings and Areas'!$B$5:$B$14,0),1)=\"\",\"Deemed\",INDEX('Buildings and Areas'!M$5:M$14,MATCH($C98,'Buildings and Areas'!$B$5:$B$14,0),1)),\"\")","v":""},{"$f":"IFERROR(INDEX('Buildings and Areas'!P$5:P$14,MATCH($C98,'Buildings and Areas'!$B$5:$B$14,0),1),0)","v":0},{"$f":"IFERROR(INDEX('Buildings and Areas'!Q$5:Q$14,MATCH($C98,'Buildings and Areas'!$B$5:$B$14,0),1),0)","v":0},{"$f":"IF(OR($AG98=\"\",$E98=\"\",$F98=\"\"),0,IF($F$124>0.1,(VLOOKUP($E98,'Fixture Descriptions'!$A:$I,8,0)/1000)*(1-$G$124),(VLOOKUP($E98,'Fixture Descriptions'!$A:$I,8,0)/1000)))","v":0},0,0,0,0,{"$f":"IFERROR(IF(AH98=\"Exterior\",1,IF(ProjectType=\"New Construction\",1-'Factor Tables'!$C$46,1-INDEX('Factor Tables'!C$46:C$51,MATCH(Inventory!$H98,'Factor Tables'!$B$46:$B$51,0)))),1)","v":1},{"$f":"IF(I98=\"REMOVED\",0,IF($AD98<>\"\",VLOOKUP($AD98,'Fixture Descriptions'!$A:$I,8,0)/1000,0))","v":0},0,0,0,0,0,0,0,{"$f":"IFERROR(IF(OR($AG98=\"\",$K98=\"\",AH98=\"Exterior\"),1,1-INDEX('Factor Tables'!C$46:D$51,MATCH(Inventory!$K98,'Factor Tables'!$B$46:$B$51,0),IF(ProjectType=\"Retrofit\",1,2))),1)","v":1},null,0,0,0,0,0,0,0,0,0,0,0,0,0,0,0,0,{"$f":"IFERROR(VLOOKUP(IF($AD98=\"Removed\",E98,$AD98),'Fixture Descriptions'!$A:$I,9,0),\"\")","v":0},{"$f":"IF($AD98=\"\",\"\",VLOOKUP($AD98,'Fixture Descriptions'!$A:$I,2,0))","v":""},{"$f":"IF(I98=\"\",\"\",IF(I98=\"Removed\",\"N/A\",IF(IFERROR(VLOOKUP(I98,'Fixture Schedule'!$C$9:$G$58,5,0),L98)=\"\",\"Not Qualified\",IFERROR(VLOOKUP(I98,'Fixture Schedule'!$C$9:$G$58,5,0),L98))))","v":""},{"$f":"IFERROR(INDEX('Utility Admin'!$F$3:$AW$3,1,MATCH(1,(CB$8='Utility Admin'!$F$1:$AW$1)*(Inventory!$AH98='Utility Admin'!$F$2:$AW$2)*(Inventory!$BY98=('Utility Admin'!$F$4:$AW$4)),0)),0)","v":0},{"$f":"IFERROR(INDEX('Utility Admin'!$F$3:$AW$3,1,MATCH(1,(CC$8='Utility Admin'!$F$1:$AW$1)*(Inventory!$AH98='Utility Admin'!$F$2:$AW$2)*(Inventory!$BY98=('Utility Admin'!$F$4:$AW$4)),0)),0)","v":0},{"$f":"IFERROR(INDEX('Utility Admin'!$F$3:$AW$3,1,MATCH(1,(CB$8='Utility Admin'!$F$1:$AW$1)*(Inventory!$AH98='Utility Admin'!$F$2:$AW$2)*(\"Lighting Controls\"=('Utility Admin'!$F$4:$AW$4)),0)),0)","v":0},{"$f":"IFERROR(INDEX('Utility Admin'!$F$3:$AW$3,1,MATCH(1,(CC$8='Utility Admin'!$F$1:$AW$1)*(Inventory!$AH98='Utility Admin'!$F$2:$AW$2)*(\"Lighting Controls\"=('Utility Admin'!$F$4:$AW$4)),0)),0)","v":0},false]
[null,91,null,null,null,null,null,null,null,null,null,null,null,{"$f":"IF(OR(I99=\"\",J99=\"\",AND(ProjectType=\"Retrofit\",OR(E99=\"\",F99=\"\"))),\"-\",IF(OR(CA99=0,CA99=\"Not Qualified\"),\"N\",IFERROR(INDEX('Fixture Descriptions'!K:K,MATCH(AD99,'Fixture Descriptions'!A:A,0)),\"N\")))","v":"-"},0,0,0,0,0,0,0,0,0,{"$f":"ROUND(IFERROR(IF($AE$7,BI99*MaxIncentive,Inventory!Z99),0),2)","v":0},0,0,0,0,0,{"$f":"IF(I99=\"\",\"\",IFERROR(VLOOKUP(I99,'Fixture Schedule'!$C$9:$D$58,2,0),I99))","v":""},{"$f":"10","v":10},{"$f":"IFERROR(VLOOKUP(IF(I99=\"REMOVED\",E99,AD99),'Fixture Descriptions'!A:J,10,FALSE),0)","v":0},{"$f":"IFERROR(INDEX('Buildings and Areas'!D$5:D$14,MATCH($C99,'Buildings and Areas'!$B$5:$B$14,0),1),\"\")","v":""},{"$f":"IFERROR(INDEX('Buildings and Areas'!C$5:C$14,MATCH($C99,'Buildings and Areas'!$B$5:$B$14,0),1),\"\")","v":""},{"$f":"IFERROR(INDEX('Buildings and Areas'!R$5:R$14,MATCH($C99,'Buildings and Areas'!$B$5:$B$14,0),1),0)","v":0},{"$f":"IFERROR(INDEX('Buildings and Areas'!S$5:S$14,MATCH($C99,'Buildings and Areas'!$B$5:$B$14,0),1),0)","v":0},{"$f":"IFERROR(INDEX('Buildings and Areas'!T$5:T$14,MATCH($C99,'Buildings and Areas'!$B$5:$B$14,0),1),0)","v":0},{"$f":"IFERROR(INDEX('Buildings and Areas'!O$5:O$14,MATCH($C99,'Buildings and Areas'!$B$5:$B$14,0),1),\"\")","v":""},{"$f":"IFERROR(INDEX('Buildings and Areas'!F$5:F$14,MATCH($C99,'Buildings and Areas'!$B$5:$B$14,0),1)&IF(AH99=\"Exterior\",\": \"&'Buildings and Areas'!$H$4,\"\"),\"\")","v":""},{"$f":"IFERROR(INDEX('Buildings and Areas'!H$5:H$14,MATCH($C99,'Buildings and Areas'!$B$5:$B$14,0),1),\"\")","v":""},{"$f":"IFERROR(IF(INDEX('Buildings and Areas'!L$5:L$14,MATCH($C99,'Buildings and Areas'!$B$5:$B$14,0),1)=\"\",\"Deemed\",INDEX('Buildings and Areas'!L$5:L$14,MATCH($C99,'Buildings and Areas'!$B$5:$B$14,0),1)),\"\")","v":""},{"$f":"IFERROR(IF(INDEX('Buildings and Areas'!M$5:M$14,MATCH($C99,'Buildings and Areas'!$B$5:$B$14,0),1)=\"\",\"Deemed\",INDEX('Buildings and Areas'!M$5:M$14,MATCH($C99,'Buildings and Areas'!$B$5:$B$14,0),1)),\"\")","v":""},{"$f":"IFERROR(INDEX('Buildings and Areas'!P$5:P$14,MATCH($C99,'Buildings and Areas'!$B$5:$B$14,0),1),0)","v":0},{"$f":"IFERROR(INDEX('Buildings and Areas'!Q$5:Q$14,MATCH($C99,'Buildings and Areas'!$B$5:$B$14,0),1),0)","v":0},{"$f":"IF(OR($AG99=\"\",$E99=\"\",$F99=\"\"),0,IF($F$124>0.1,(VLOOKUP($E99,'Fixture Descriptions'!$A:$I,8,0)/1000)*(1-$G$124),(VLOOKUP($E99,'Fixture Descriptions'!$A:$I,8,0)/1000)))","v":0},0,0,0,0,{"$f":"IFERROR(IF(AH99=\"Exterior\",1,IF(ProjectType=\"New Construction\",1-'Factor Tables'!$C$46,1-INDEX('Factor Tables'!C$46:C$51,MATCH(Inventory!$H99,'Factor Tables'!$B$46:$B$51,0)))),1)","v":1},{"$f":"IF(I99=\"REMOVED\",0,IF($AD99<>\"\",VLOOKUP($AD99,'Fixture Descriptions'!$A:$I,8,0)/1000,0))","v":0},0,0,0,0,0,0,0,{"$f":"IFERROR(IF(OR($AG99=\"\",$K99=\"\",AH99=\"Exterior\"),1,1-INDEX('Factor Tables'!C$46:D$51,MATCH(Inventory!$K99,'Factor Tables'!$B$46:$B$51,0),IF(ProjectType=\"Retrofit\",1,2))),1)","v":1},null,0,0,0,0,0,0,0,0,0,0,0,0,0,0,0,0,{"$f":"IFERROR(VLOOKUP(IF($AD99=\"Removed\",E99,$AD99),'Fixture Descriptions'!$A:$I,9,0),\"\")","v":0},{"$f":"IF($AD99=\"\",\"\",VLOOKUP($AD99,'Fixture Descriptions'!$A:$I,2,0))","v":""},{"$f":"IF(I99=\"\",\"\",IF(I99=\"Removed\",\"N/A\",IF(IFERROR(VLOOKUP(I99,'Fixture Schedule'!$C$9:$G$58,5,0),L99)=\"\",\"Not Qualified\",IFERROR(VLOOKUP(I99,'Fixture Schedule'!$C$9:$G$58,5,0),L99))))","v":""},{"$f":"IFERROR(INDEX('Utility Admin'!$F$3:$AW$3,1,MATCH(1,(CB$8='Utility Admin'!$F$1:$AW$1)*(Inventory!$AH99='Utility Admin'!$F$2:$AW$2)*(Inventory!$BY99=('Utility Admin'!$F$4:$AW$4)),0)),0)","v":0},{"$f":"IFERROR(INDEX('Utility Admin'!$F$3:$AW$3,1,MATCH(1,(CC$8='Utility Admin'!$F$1:$AW$1)*(Inventory!$AH99='Utility Admin'!$F$2:$AW$2)*(Inventory!$BY99=('Utility Admin'!$F$4:$AW$4)),0)),0)","v":0},{"$f":"IFERROR(INDEX('Utility Admin'!$F$3:$AW$3,1,MATCH(1,(CB$8='Utility Admin'!$F$1:$AW$1)*(Inventory!$AH99='Utility Admin'!$F$2:$AW$2)*(\"Lighting Controls\"=('Utility Admin'!$F$4:$AW$4)),0)),0)","v":0},{"$f":"IFERROR(INDEX('Utility Admin'!$F$3:$AW$3,1,MATCH(1,(CC$8='Utility Admin'!$F$1:$AW$1)*(Inventory!$AH99='Utility Admin'!$F$2:$AW$2)*(\"Lighting Controls\"=('Utility Admin'!$F$4:$AW$4)),0)),0)","v":0},false]
[null,92,null,null,null,null,null,null,null,null,null,null,null,{"$f":"IF(OR(I100=\"\",J100=\"\",AND(ProjectType=\"Retrofit\",OR(E100=\"\",F100=\"\"))),\"-\",IF(OR(CA100=0,CA100=\"Not Qualified\"),\"N\",IFERROR(INDEX('Fixture Descriptions'!K:K,MATCH(AD100,'Fixture Descriptions'!A:A,0)),\"N\")))","v":"-"},0,0,0,0,0,0,0,0,0,{"$f":"ROUND(IFERROR(IF($AE$7,BI100*MaxIncentive,Inventory!Z100),0),2)","v":0},0,0,0,0,0,{"$f":"IF(I100=\"\",\"\",IFERROR(VLOOKUP(I100,'Fixture Schedule'!$C$9:$D$58,2,0),I100))","v":""},{"$f":"10","v":10},{"$f":"IFERROR(VLOOKUP(IF(I100=\"REMOVED\",E100,AD100),'Fixture Descriptions'!A:J,10,FALSE),0)","v":0},{"$f":"IFERROR(INDEX('Buildings and Areas'!D$5:D$14,MATCH($C100,'Buildings and Areas'!$B$5:$B$14,0),1),\"\")","v":""},{"$f":"IFERROR(INDEX('Buildings and Areas'!C$5:C$14,MATCH($C100,'Buildings and Areas'!$B$5:$B$14,0),1),\"\")","v":""},{"$f":"IFERROR(INDEX('Buildings and Areas'!R$5:R$14,MATCH($C100,'Buildings and Areas'!$B$5:$B$14,0),1),0)","v":0},{"$f":"IFERROR(INDEX('Buildings and Areas'!S$5:S$14,MATCH($C100,'Buildings and Areas'!$B$5:$B$14,0),1),0)","v":0},{"$f":"IFERROR(INDEX('Buildings and Areas'!T$5:T$14,MATCH($C100,'Buildings and Areas'!$B$5:$B$14,0),1),0)","v":0},{"$f":"IFERROR(INDEX('Buildings and Areas'!O$5:O$14,MATCH($C100,'Buildings and Areas'!$B$5:$B$14,0),1),\"\")","v":""},{"$f":"IFERROR(INDEX('Buildings and Areas'!F$5:F$14,MATCH($C100,'Buildings and Areas'!$B$5:$B$14,0),1)&IF(AH100=\"Exterior\",\": \"&'Buildings and Areas'!$H$4,\"\"),\"\")","v":""},{"$f":"IFERROR(INDEX('Buildings and Areas'!H$5:H$14,MATCH($C100,'Buildings and Areas'!$B$5:$B$14,0),1),\"\")","v":""},{"$f":"IFERROR(IF(INDEX('Buildings and Areas'!L$5:L$14,MATCH($C100,'Buildings and Areas'!$B$5:$B$14,0),1)=\"\",\"Deemed\",INDEX('Buildings and Areas'!L$5:L$14,MATCH($C100,'Buildings and Areas'!$B$5:$B$14,0),1)),\"\")","v":""},{"$f":"IFERROR(IF(INDEX('Buildings and Areas'!M$5:M$14,MATCH($C100,'Buildings and Areas'!$B$5:$B$14,0),1)=\"\",\"Deemed\",INDEX('Buildings and Areas'!M$5:M$14,MATCH($C100,'Buildings and Areas'!$B$5:$B$14,0),1)),\"\")","v":""},{"$f":"IFERROR(INDEX('Buildings and Areas'!P$5:P$14,MATCH($C100,'Buildings and Areas'!$B$5:$B$14,0),1),0)","v":0},{"$f":"IFERROR(INDEX('Buildings and Areas'!Q$5:Q$14,MATCH($C100,'Buildings and Areas'!$B$5:$B$14,0),1),0)","v":0},{"$f":"IF(OR($AG100=\"\",$E100=\"\",$F100=\"\"),0,IF($F$124>0.1,(VLOOKUP($E100,'Fixture Descriptions'!$A:$I,8,0)/1000)*(1-$G$124),(VLOOKUP($E100,'Fixture Descriptions'!$A:$I,8,0)/1000)))","v":0},0,0,0,0,{"$f":"IFERROR(IF(AH100=\"Exterior\",1,IF(ProjectType=\"New Construction\",1-'Factor Tables'!$C$46,1-INDEX('Factor Tables'!C$46:C$51,MATCH(Inventory!$H100,'Factor Tables'!$B$46:$B$51,0)))),1)","v":1},{"$f":"IF(I100=\"REMOVED\",0,IF($AD100<>\"\",VLOOKUP($AD100,'Fixture Descriptions'!$A:$I,8,0)/1000,0))","v":0},0,0,0,0,0,0,0,{"$f":"IFERROR(IF(OR($AG100=\"\",$K100=\"\",AH100=\"Exterior\"),1,1-INDEX('Factor Tables'!C$46:D$51,MATCH(Inventory!$K100,'Factor Tables'!$B$46:$B$51,0),IF(ProjectType=\"Retrofit\",1,2))),1)","v":1},null,0,0,0,0,0,0,0,0,0,0,0,0,0,0,0,0,{"$f":"IFERROR(VLOOKUP(IF($AD100=\"Removed\",E100,$AD100),'Fixture Descriptions'!$A:$I,9,0),\"\")","v":0},{"$f":"IF($AD100=\"\",\"\",VLOOKUP($AD100,'Fixture Descriptions'!$A:$I,2,0))","v":""},{"$f":"IF(I100=\"\",\"\",IF(I100=\"Removed\",\"N/A\",IF(IFERROR(VLOOKUP(I100,'Fixture Schedule'!$C$9:$G$58,5,0),L100)=\"\",\"Not Qualified\",IFERROR(VLOOKUP(I100,'Fixture Schedule'!$C$9:$G$58,5,0),L100))))","v":""},{"$f":"IFERROR(INDEX('Utility Admin'!$F$3:$AW$3,1,MATCH(1,(CB$8='Utility Admin'!$F$1:$AW$1)*(Inventory!$AH100='Utility Admin'!$F$2:$AW$2)*(Inventory!$BY100=('Utility Admin'!$F$4:$AW$4)),0)),0)","v":0},{"$f":"IFERROR(INDEX('Utility Admin'!$F$3:$AW$3,1,MATCH(1,(CC$8='Utility Admin'!$F$1:$AW$1)*(Inventory!$AH100='Utility Admin'!$F$2:$AW$2)*(Inventory!$BY100=('Utility Admin'!$F$4:$AW$4)),0)),0)","v":0},{"$f":"IFERROR(INDEX('Utility Admin'!$F$3:$AW$3,1,MATCH(1,(CB$8='Utility Admin'!$F$1:$AW$1)*(Inventory!$AH100='Utility Admin'!$F$2:$AW$2)*(\"Lighting Controls\"=('Utility Admin'!$F$4:$AW$4)),0)),0)","v":0},{"$f":"IFERROR(INDEX('Utility Admin'!$F$3:$AW$3,1,MATCH(1,(CC$8='Utility Admin'!$F$1:$AW$1)*(Inventory!$AH100='Utility Admin'!$F$2:$AW$2)*(\"Lighting Controls\"=('Utility Admin'!$F$4:$AW$4)),0)),0)","v":0},false]
[null,93,null,null,null,null,null,null,null,null,null,null,null,{"$f":"IF(OR(I101=\"\",J101=\"\",AND(ProjectType=\"Retrofit\",OR(E101=\"\",F101=\"\"))),\"-\",IF(OR(CA101=0,CA101=\"Not Qualified\"),\"N\",IFERROR(INDEX('Fixture Descriptions'!K:K,MATCH(AD101,'Fixture Descriptions'!A:A,0)),\"N\")))","v":"-"},0,0,0,0,0,0,0,0,0,{"$f":"ROUND(IFERROR(IF($AE$7,BI101*MaxIncentive,Inventory!Z101),0),2)","v":0},0,0,0,0,0,{"$f":"IF(I101=\"\",\"\",IFERROR(VLOOKUP(I101,'Fixture Schedule'!$C$9:$D$58,2,0),I101))","v":""},{"$f":"10","v":10},{"$f":"IFERROR(VLOOKUP(IF(I101=\"REMOVED\",E101,AD101),'Fixture Descriptions'!A:J,10,FALSE),0)","v":0},{"$f":"IFERROR(INDEX('Buildings and Areas'!D$5:D$14,MATCH($C101,'Buildings and Areas'!$B$5:$B$14,0),1),\"\")","v":""},{"$f":"IFERROR(INDEX('Buildings and Areas'!C$5:C$14,MATCH($C101,'Buildings and Areas'!$B$5:$B$14,0),1),\"\")","v":""},{"$f":"IFERROR(INDEX('Buildings and Areas'!R$5:R$14,MATCH($C101,'Buildings and Areas'!$B$5:$B$14,0),1),0)","v":0},{"$f":"IFERROR(INDEX('Buildings and Areas'!S$5:S$14,MATCH($C101,'Buildings and Areas'!$B$5:$B$14,0),1),0)","v":0},{"$f":"IFERROR(INDEX('Buildings and Areas'!T$5:T$14,MATCH($C101,'Buildings and Areas'!$B$5:$B$14,0),1),0)","v":0},{"$f":"IFERROR(INDEX('Buildings and Areas'!O$5:O$14,MATCH($C101,'Buildings and Areas'!$B$5:$B$14,0),1),\"\")","v":""},{"$f":"IFERROR(INDEX('Buildings and Areas'!F$5:F$14,MATCH($C101,'Buildings and Areas'!$B$5:$B$14,0),1)&IF(AH101=\"Exterior\",\": \"&'Buildings and Areas'!$H$4,\"\"),\"\")","v":""},{"$f":"IFERROR(INDEX('Buildings and Areas'!H$5:H$14,MATCH($C101,'Buildings and Areas'!$B$5:$B$14,0),1),\"\")","v":""},{"$f":"IFERROR(IF(INDEX('Buildings and Areas'!L$5:L$14,MATCH($C101,'Buildings and Areas'!$B$5:$B$14,0),1)=\"\",\"Deemed\",INDEX('Buildings and Areas'!L$5:L$14,MATCH($C101,'Buildings and Areas'!$B$5:$B$14,0),1)),\"\")","v":""},{"$f":"IFERROR(IF(INDEX('Buildings and Areas'!M$5:M$14,MATCH($C101,'Buildings and Areas'!$B$5:$B$14,0),1)=\"\",\"Deemed\",INDEX('Buildings and Areas'!M$5:M$14,MATCH($C101,'Buildings and Areas'!$B$5:$B$14,0),1)),\"\")","v":""},{"$f":"IFERROR(INDEX('Buildings and Areas'!P$5:P$14,MATCH($C101,'Buildings and Areas'!$B$5:$B$14,0),1),0)","v":0},{"$f":"IFERROR(INDEX('Buildings and Areas'!Q$5:Q$14,MATCH($C101,'Buildings and Areas'!$B$5:$B$14,0),1),0)","v":0},{"$f":"IF(OR($AG101=\"\",$E101=\"\",$F101=\"\"),0,IF($F$124>0.1,(VLOOKUP($E101,'Fixture Descriptions'!$A:$I,8,0)/1000)*(1-$G$124),(VLOOKUP($E101,'Fixture Descriptions'!$A:$I,8,0)/1000)))","v":0},0,0,0,0,{"$f":"IFERROR(IF(AH101=\"Exterior\",1,IF(ProjectType=\"New Construction\",1-'Factor Tables'!$C$46,1-INDEX('Factor Tables'!C$46:C$51,MATCH(Inventory!$H101,'Factor Tables'!$B$46:$B$51,0)))),1)","v":1},{"$f":"IF(I101=\"REMOVED\",0,IF($AD101<>\"\",VLOOKUP($AD101,'Fixture Descriptions'!$A:$I,8,0)/1000,0))","v":0},0,0,0,0,0,0,0,{"$f":"IFERROR(IF(OR($AG101=\"\",$K101=\"\",AH101=\"Exterior\"),1,1-INDEX('Factor Tables'!C$46:D$51,MATCH(Inventory!$K101,'Factor Tables'!$B$46:$B$51,0),IF(ProjectType=\"Retrofit\",1,2))),1)","v":1},null,0,0,0,0,0,0,0,0,0,0,0,0,0,0,0,0,{"$f":"IFERROR(VLOOKUP(IF($AD101=\"Removed\",E101,$AD101),'Fixture Descriptions'!$A:$I,9,0),\"\")","v":0},{"$f":"IF($AD101=\"\",\"\",VLOOKUP($AD101,'Fixture Descriptions'!$A:$I,2,0))","v":""},{"$f":"IF(I101=\"\",\"\",IF(I101=\"Removed\",\"N/A\",IF(IFERROR(VLOOKUP(I101,'Fixture Schedule'!$C$9:$G$58,5,0),L101)=\"\",\"Not Qualified\",IFERROR(VLOOKUP(I101,'Fixture Schedule'!$C$9:$G$58,5,0),L101))))","v":""},{"$f":"IFERROR(INDEX('Utility Admin'!$F$3:$AW$3,1,MATCH(1,(CB$8='Utility Admin'!$F$1:$AW$1)*(Inventory!$AH101='Utility Admin'!$F$2:$AW$2)*(Inventory!$BY101=('Utility Admin'!$F$4:$AW$4)),0)),0)","v":0},{"$f":"IFERROR(INDEX('Utility Admin'!$F$3:$AW$3,1,MATCH(1,(CC$8='Utility Admin'!$F$1:$AW$1)*(Inventory!$AH101='Utility Admin'!$F$2:$AW$2)*(Inventory!$BY101=('Utility Admin'!$F$4:$AW$4)),0)),0)","v":0},{"$f":"IFERROR(INDEX('Utility Admin'!$F$3:$AW$3,1,MATCH(1,(CB$8='Utility Admin'!$F$1:$AW$1)*(Inventory!$AH101='Utility Admin'!$F$2:$AW$2)*(\"Lighting Controls\"=('Utility Admin'!$F$4:$AW$4)),0)),0)","v":0},{"$f":"IFERROR(INDEX('Utility Admin'!$F$3:$AW$3,1,MATCH(1,(CC$8='Utility Admin'!$F$1:$AW$1)*(Inventory!$AH101='Utility Admin'!$F$2:$AW$2)*(\"Lighting Controls\"=('Utility Admin'!$F$4:$AW$4)),0)),0)","v":0},false]
[null,94,null,null,null,null,null,null,null,null,null,null,null,{"$f":"IF(OR(I102=\"\",J102=\"\",AND(ProjectType=\"Retrofit\",OR(E102=\"\",F102=\"\"))),\"-\",IF(OR(CA102=0,CA102=\"Not Qualified\"),\"N\",IFERROR(INDEX('Fixture Descriptions'!K:K,MATCH(AD102,'Fixture Descriptions'!A:A,0)),\"N\")))","v":"-"},0,0,0,0,0,0,0,0,0,{"$f":"ROUND(IFERROR(IF($AE$7,BI102*MaxIncentive,Inventory!Z102),0),2)","v":0},0,0,0,0,0,{"$f":"IF(I102=\"\",\"\",IFERROR(VLOOKUP(I102,'Fixture Schedule'!$C$9:$D$58,2,0),I102))","v":""},{"$f":"10","v":10},{"$f":"IFERROR(VLOOKUP(IF(I102=\"REMOVED\",E102,AD102),'Fixture Descriptions'!A:J,10,FALSE),0)","v":0},{"$f":"IFERROR(INDEX('Buildings and Areas'!D$5:D$14,MATCH($C102,'Buildings and Areas'!$B$5:$B$14,0),1),\"\")","v":""},{"$f":"IFERROR(INDEX('Buildings and Areas'!C$5:C$14,MATCH($C102,'Buildings and Areas'!$B$5:$B$14,0),1),\"\")","v":""},{"$f":"IFERROR(INDEX('Buildings and Areas'!R$5:R$14,MATCH($C102,'Buildings and Areas'!$B$5:$B$14,0),1),0)","v":0},{"$f":"IFERROR(INDEX('Buildings and Areas'!S$5:S$14,MATCH($C102,'Buildings and Areas'!$B$5:$B$14,0),1),0)","v":0},{"$f":"IFERROR(INDEX('Buildings and Areas'!T$5:T$14,MATCH($C102,'Buildings and Areas'!$B$5:$B$14,0),1),0)","v":0},{"$f":"IFERROR(INDEX('Buildings and Areas'!O$5:O$14,MATCH($C102,'Buildings and Areas'!$B$5:$B$14,0),1),\"\")","v":""},{"$f":"IFERROR(INDEX('Buildings and Areas'!F$5:F$14,MATCH($C102,'Buildings and Areas'!$B$5:$B$14,0),1)&IF(AH102=\"Exterior\",\": \"&'Buildings and Areas'!$H$4,\"\"),\"\")","v":""},{"$f":"IFERROR(INDEX('Buildings and Areas'!H$5:H$14,MATCH($C102,'Buildings and Areas'!$B$5:$B$14,0),1),\"\")","v":""},{"$f":"IFERROR(IF(INDEX('Buildings and Areas'!L$5:L$14,MATCH($C102,'Buildings and Areas'!$B$5:$B$14,0),1)=\"\",\"Deemed\",INDEX('Buildings and Areas'!L$5:L$14,MATCH($C102,'Buildings and Areas'!$B$5:$B$14,0),1)),\"\")","v":""},{"$f":"IFERROR(IF(INDEX('Buildings and Areas'!M$5:M$14,MATCH($C102,'Buildings and Areas'!$B$5:$B$14,0),1)=\"\",\"Deemed\",INDEX('Buildings and Areas'!M$5:M$14,MATCH($C102,'Buildings and Areas'!$B$5:$B$14,0),1)),\"\")","v":""},{"$f":"IFERROR(INDEX('Buildings and Areas'!P$5:P$14,MATCH($C102,'Buildings and Areas'!$B$5:$B$14,0),1),0)","v":0},{"$f":"IFERROR(INDEX('Buildings and Areas'!Q$5:Q$14,MATCH($C102,'Buildings and Areas'!$B$5:$B$14,0),1),0)","v":0},{"$f":"IF(OR($AG102=\"\",$E102=\"\",$F102=\"\"),0,IF($F$124>0.1,(VLOOKUP($E102,'Fixture Descriptions'!$A:$I,8,0)/1000)*(1-$G$124),(VLOOKUP($E102,'Fixture Descriptions'!$A:$I,8,0)/1000)))","v":0},0,0,0,0,{"$f":"IFERROR(IF(AH102=\"Exterior\",1,IF(ProjectType=\"New Construction\",1-'Factor Tables'!$C$46,1-INDEX('Factor Tables'!C$46:C$51,MATCH(Inventory!$H102,'Factor Tables'!$B$46:$B$51,0)))),1)","v":1},{"$f":"IF(I102=\"REMOVED\",0,IF($AD102<>\"\",VLOOKUP($AD102,'Fixture Descriptions'!$A:$I,8,0)/1000,0))","v":0},0,0,0,0,0,0,0,{"$f":"IFERROR(IF(OR($AG102=\"\",$K102=\"\",AH102=\"Exterior\"),1,1-INDEX('Factor Tables'!C$46:D$51,MATCH(Inventory!$K102,'Factor Tables'!$B$46:$B$51,0),IF(ProjectType=\"Retrofit\",1,2))),1)","v":1},null,0,0,0,0,0,0,0,0,0,0,0,0,0,0,0,0,{"$f":"IFERROR(VLOOKUP(IF($AD102=\"Removed\",E102,$AD102),'Fixture Descriptions'!$A:$I,9,0),\"\")","v":0},{"$f":"IF($AD102=\"\",\"\",VLOOKUP($AD102,'Fixture Descriptions'!$A:$I,2,0))","v":""},{"$f":"IF(I102=\"\",\"\",IF(I102=\"Removed\",\"N/A\",IF(IFERROR(VLOOKUP(I102,'Fixture Schedule'!$C$9:$G$58,5,0),L102)=\"\",\"Not Qualified\",IFERROR(VLOOKUP(I102,'Fixture Schedule'!$C$9:$G$58,5,0),L102))))","v":""},{"$f":"IFERROR(INDEX('Utility Admin'!$F$3:$AW$3,1,MATCH(1,(CB$8='Utility Admin'!$F$1:$AW$1)*(Inventory!$AH102='Utility Admin'!$F$2:$AW$2)*(Inventory!$BY102=('Utility Admin'!$F$4:$AW$4)),0)),0)","v":0},{"$f":"IFERROR(INDEX('Utility Admin'!$F$3:$AW$3,1,MATCH(1,(CC$8='Utility Admin'!$F$1:$AW$1)*(Inventory!$AH102='Utility Admin'!$F$2:$AW$2)*(Inventory!$BY102=('Utility Admin'!$F$4:$AW$4)),0)),0)","v":0},{"$f":"IFERROR(INDEX('Utility Admin'!$F$3:$AW$3,1,MATCH(1,(CB$8='Utility Admin'!$F$1:$AW$1)*(Inventory!$AH102='Utility Admin'!$F$2:$AW$2)*(\"Lighting Controls\"=('Utility Admin'!$F$4:$AW$4)),0)),0)","v":0},{"$f":"IFERROR(INDEX('Utility Admin'!$F$3:$AW$3,1,MATCH(1,(CC$8='Utility Admin'!$F$1:$AW$1)*(Inventory!$AH102='Utility Admin'!$F$2:$AW$2)*(\"Lighting Controls\"=('Utility Admin'!$F$4:$AW$4)),0)),0)","v":0},false]
[null,95,null,null,null,null,null,null,null,null,null,null,null,{"$f":"IF(OR(I103=\"\",J103=\"\",AND(ProjectType=\"Retrofit\",OR(E103=\"\",F103=\"\"))),\"-\",IF(OR(CA103=0,CA103=\"Not Qualified\"),\"N\",IFERROR(INDEX('Fixture Descriptions'!K:K,MATCH(AD103,'Fixture Descriptions'!A:A,0)),\"N\")))","v":"-"},0,0,0,0,0,0,0,0,0,{"$f":"ROUND(IFERROR(IF($AE$7,BI103*MaxIncentive,Inventory!Z103),0),2)","v":0},0,0,0,0,0,{"$f":"IF(I103=\"\",\"\",IFERROR(VLOOKUP(I103,'Fixture Schedule'!$C$9:$D$58,2,0),I103))","v":""},{"$f":"10","v":10},{"$f":"IFERROR(VLOOKUP(IF(I103=\"REMOVED\",E103,AD103),'Fixture Descriptions'!A:J,10,FALSE),0)","v":0},{"$f":"IFERROR(INDEX('Buildings and Areas'!D$5:D$14,MATCH($C103,'Buildings and Areas'!$B$5:$B$14,0),1),\"\")","v":""},{"$f":"IFERROR(INDEX('Buildings and Areas'!C$5:C$14,MATCH($C103,'Buildings and Areas'!$B$5:$B$14,0),1),\"\")","v":""},{"$f":"IFERROR(INDEX('Buildings and Areas'!R$5:R$14,MATCH($C103,'Buildings and Areas'!$B$5:$B$14,0),1),0)","v":0},{"$f":"IFERROR(INDEX('Buildings and Areas'!S$5:S$14,MATCH($C103,'Buildings and Areas'!$B$5:$B$14,0),1),0)","v":0},{"$f":"IFERROR(INDEX('Buildings and Areas'!T$5:T$14,MATCH($C103,'Buildings and Areas'!$B$5:$B$14,0),1),0)","v":0},{"$f":"IFERROR(INDEX('Buildings and Areas'!O$5:O$14,MATCH($C103,'Buildings and Areas'!$B$5:$B$14,0),1),\"\")","v":""},{"$f":"IFERROR(INDEX('Buildings and Areas'!F$5:F$14,MATCH($C103,'Buildings and Areas'!$B$5:$B$14,0),1)&IF(AH103=\"Exterior\",\": \"&'Buildings and Areas'!$H$4,\"\"),\"\")","v":""},{"$f":"IFERROR(INDEX('Buildings and Areas'!H$5:H$14,MATCH($C103,'Buildings and Areas'!$B$5:$B$14,0),1),\"\")","v":""},{"$f":"IFERROR(IF(INDEX('Buildings and Areas'!L$5:L$14,MATCH($C103,'Buildings and Areas'!$B$5:$B$14,0),1)=\"\",\"Deemed\",INDEX('Buildings and Areas'!L$5:L$14,MATCH($C103,'Buildings and Areas'!$B$5:$B$14,0),1)),\"\")","v":""},{"$f":"IFERROR(IF(INDEX('Buildings and Areas'!M$5:M$14,MATCH($C103,'Buildings and Areas'!$B$5:$B$14,0),1)=\"\",\"Deemed\",INDEX('Buildings and Areas'!M$5:M$14,MATCH($C103,'Buildings and Areas'!$B$5:$B$14,0),1)),\"\")","v":""},{"$f":"IFERROR(INDEX('Buildings and Areas'!P$5:P$14,MATCH($C103,'Buildings and Areas'!$B$5:$B$14,0),1),0)","v":0},{"$f":"IFERROR(INDEX('Buildings and Areas'!Q$5:Q$14,MATCH($C103,'Buildings and Areas'!$B$5:$B$14,0),1),0)","v":0},{"$f":"IF(OR($AG103=\"\",$E103=\"\",$F103=\"\"),0,IF($F$124>0.1,(VLOOKUP($E103,'Fixture Descriptions'!$A:$I,8,0)/1000)*(1-$G$124),(VLOOKUP($E103,'Fixture Descriptions'!$A:$I,8,0)/1000)))","v":0},0,0,0,0,{"$f":"IFERROR(IF(AH103=\"Exterior\",1,IF(ProjectType=\"New Construction\",1-'Factor Tables'!$C$46,1-INDEX('Factor Tables'!C$46:C$51,MATCH(Inventory!$H103,'Factor Tables'!$B$46:$B$51,0)))),1)","v":1},{"$f":"IF(I103=\"REMOVED\",0,IF($AD103<>\"\",VLOOKUP($AD103,'Fixture Descriptions'!$A:$I,8,0)/1000,0))","v":0},0,0,0,0,0,0,0,{"$f":"IFERROR(IF(OR($AG103=\"\",$K103=\"\",AH103=\"Exterior\"),1,1-INDEX('Factor Tables'!C$46:D$51,MATCH(Inventory!$K103,'Factor Tables'!$B$46:$B$51,0),IF(ProjectType=\"Retrofit\",1,2))),1)","v":1},null,0,0,0,0,0,0,0,0,0,0,0,0,0,0,0,0,{"$f":"IFERROR(VLOOKUP(IF($AD103=\"Removed\",E103,$AD103),'Fixture Descriptions'!$A:$I,9,0),\"\")","v":0},{"$f":"IF($AD103=\"\",\"\",VLOOKUP($AD103,'Fixture Descriptions'!$A:$I,2,0))","v":""},{"$f":"IF(I103=\"\",\"\",IF(I103=\"Removed\",\"N/A\",IF(IFERROR(VLOOKUP(I103,'Fixture Schedule'!$C$9:$G$58,5,0),L103)=\"\",\"Not Qualified\",IFERROR(VLOOKUP(I103,'Fixture Schedule'!$C$9:$G$58,5,0),L103))))","v":""},{"$f":"IFERROR(INDEX('Utility Admin'!$F$3:$AW$3,1,MATCH(1,(CB$8='Utility Admin'!$F$1:$AW$1)*(Inventory!$AH103='Utility Admin'!$F$2:$AW$2)*(Inventory!$BY103=('Utility Admin'!$F$4:$AW$4)),0)),0)","v":0},{"$f":"IFERROR(INDEX('Utility Admin'!$F$3:$AW$3,1,MATCH(1,(CC$8='Utility Admin'!$F$1:$AW$1)*(Inventory!$AH103='Utility Admin'!$F$2:$AW$2)*(Inventory!$BY103=('Utility Admin'!$F$4:$AW$4)),0)),0)","v":0},{"$f":"IFERROR(INDEX('Utility Admin'!$F$3:$AW$3,1,MATCH(1,(CB$8='Utility Admin'!$F$1:$AW$1)*(Inventory!$AH103='Utility Admin'!$F$2:$AW$2)*(\"Lighting Controls\"=('Utility Admin'!$F$4:$AW$4)),0)),0)","v":0},{"$f":"IFERROR(INDEX('Utility Admin'!$F$3:$AW$3,1,MATCH(1,(CC$8='Utility Admin'!$F$1:$AW$1)*(Inventory!$AH103='Utility Admin'!$F$2:$AW$2)*(\"Lighting Controls\"=('Utility Admin'!$F$4:$AW$4)),0)),0)","v":0},false]
[null,96,null,null,null,null,null,null,null,null,null,null,null,{"$f":"IF(OR(I104=\"\",J104=\"\",AND(ProjectType=\"Retrofit\",OR(E104=\"\",F104=\"\"))),\"-\",IF(OR(CA104=0,CA104=\"Not Qualified\"),\"N\",IFERROR(INDEX('Fixture Descriptions'!K:K,MATCH(AD104,'Fixture Descriptions'!A:A,0)),\"N\")))","v":"-"},0,0,0,0,0,0,0,0,0,{"$f":"ROUND(IFERROR(IF($AE$7,BI104*MaxIncentive,Inventory!Z104),0),2)","v":0},0,0,0,0,0,{"$f":"IF(I104=\"\",\"\",IFERROR(VLOOKUP(I104,'Fixture Schedule'!$C$9:$D$58,2,0),I104))","v":""},{"$f":"10","v":10},{"$f":"IFERROR(VLOOKUP(IF(I104=\"REMOVED\",E104,AD104),'Fixture Descriptions'!A:J,10,FALSE),0)","v":0},{"$f":"IFERROR(INDEX('Buildings and Areas'!D$5:D$14,MATCH($C104,'Buildings and Areas'!$B$5:$B$14,0),1),\"\")","v":""},{"$f":"IFERROR(INDEX('Buildings and Areas'!C$5:C$14,MATCH($C104,'Buildings and Areas'!$B$5:$B$14,0),1),\"\")","v":""},{"$f":"IFERROR(INDEX('Buildings and Areas'!R$5:R$14,MATCH($C104,'Buildings and Areas'!$B$5:$B$14,0),1),0)","v":0},{"$f":"IFERROR(INDEX('Buildings and Areas'!S$5:S$14,MATCH($C104,'Buildings and Areas'!$B$5:$B$14,0),1),0)","v":0},{"$f":"IFERROR(INDEX('Buildings and Areas'!T$5:T$14,MATCH($C104,'Buildings and Areas'!$B$5:$B$14,0),1),0)","v":0},{"$f":"IFERROR(INDEX('Buildings and Areas'!O$5:O$14,MATCH($C104,'Buildings and Areas'!$B$5:$B$14,0),1),\"\")","v":""},{"$f":"IFERROR(INDEX('Buildings and Areas'!F$5:F$14,MATCH($C104,'Buildings and Areas'!$B$5:$B$14,0),1)&IF(AH104=\"Exterior\",\": \"&'Buildings and Areas'!$H$4,\"\"),\"\")","v":""},{"$f":"IFERROR(INDEX('Buildings and Areas'!H$5:H$14,MATCH($C104,'Buildings and Areas'!$B$5:$B$14,0),1),\"\")","v":""},{"$f":"IFERROR(IF(INDEX('Buildings and Areas'!L$5:L$14,MATCH($C104,'Buildings and Areas'!$B$5:$B$14,0),1)=\"\",\"Deemed\",INDEX('Buildings and Areas'!L$5:L$14,MATCH($C104,'Buildings and Areas'!$B$5:$B$14,0),1)),\"\")","v":""},{"$f":"IFERROR(IF(INDEX('Buildings and Areas'!M$5:M$14,MATCH($C104,'Buildings and Areas'!$B$5:$B$14,0),1)=\"\",\"Deemed\",INDEX('Buildings and Areas'!M$5:M$14,MATCH($C104,'Buildings and Areas'!$B$5:$B$14,0),1)),\"\")","v":""},{"$f":"IFERROR(INDEX('Buildings and Areas'!P$5:P$14,MATCH($C104,'Buildings and Areas'!$B$5:$B$14,0),1),0)","v":0},{"$f":"IFERROR(INDEX('Buildings and Areas'!Q$5:Q$14,MATCH($C104,'Buildings and Areas'!$B$5:$B$14,0),1),0)","v":0},{"$f":"IF(OR($AG104=\"\",$E104=\"\",$F104=\"\"),0,IF($F$124>0.1,(VLOOKUP($E104,'Fixture Descriptions'!$A:$I,8,0)/1000)*(1-$G$124),(VLOOKUP($E104,'Fixture Descriptions'!$A:$I,8,0)/1000)))","v":0},0,0,0,0,{"$f":"IFERROR(IF(AH104=\"Exterior\",1,IF(ProjectType=\"New Construction\",1-'Factor Tables'!$C$46,1-INDEX('Factor Tables'!C$46:C$51,MATCH(Inventory!$H104,'Factor Tables'!$B$46:$B$51,0)))),1)","v":1},{"$f":"IF(I104=\"REMOVED\",0,IF($AD104<>\"\",VLOOKUP($AD104,'Fixture Descriptions'!$A:$I,8,0)/1000,0))","v":0},0,0,0,0,0,0,0,{"$f":"IFERROR(IF(OR($AG104=\"\",$K104=\"\",AH104=\"Exterior\"),1,1-INDEX('Factor Tables'!C$46:D$51,MATCH(Inventory!$K104,'Factor Tables'!$B$46:$B$51,0),IF(ProjectType=\"Retrofit\",1,2))),1)","v":1},null,0,0,0,0,0,0,0,0,0,0,0,0,0,0,0,0,{"$f":"IFERROR(VLOOKUP(IF($AD104=\"Removed\",E104,$AD104),'Fixture Descriptions'!$A:$I,9,0),\"\")","v":0},{"$f":"IF($AD104=\"\",\"\",VLOOKUP($AD104,'Fixture Descriptions'!$A:$I,2,0))","v":""},{"$f":"IF(I104=\"\",\"\",IF(I104=\"Removed\",\"N/A\",IF(IFERROR(VLOOKUP(I104,'Fixture Schedule'!$C$9:$G$58,5,0),L104)=\"\",\"Not Qualified\",IFERROR(VLOOKUP(I104,'Fixture Schedule'!$C$9:$G$58,5,0),L104))))","v":""},{"$f":"IFERROR(INDEX('Utility Admin'!$F$3:$AW$3,1,MATCH(1,(CB$8='Utility Admin'!$F$1:$AW$1)*(Inventory!$AH104='Utility Admin'!$F$2:$AW$2)*(Inventory!$BY104=('Utility Admin'!$F$4:$AW$4)),0)),0)","v":0},{"$f":"IFERROR(INDEX('Utility Admin'!$F$3:$AW$3,1,MATCH(1,(CC$8='Utility Admin'!$F$1:$AW$1)*(Inventory!$AH104='Utility Admin'!$F$2:$AW$2)*(Inventory!$BY104=('Utility Admin'!$F$4:$AW$4)),0)),0)","v":0},{"$f":"IFERROR(INDEX('Utility Admin'!$F$3:$AW$3,1,MATCH(1,(CB$8='Utility Admin'!$F$1:$AW$1)*(Inventory!$AH104='Utility Admin'!$F$2:$AW$2)*(\"Lighting Controls\"=('Utility Admin'!$F$4:$AW$4)),0)),0)","v":0},{"$f":"IFERROR(INDEX('Utility Admin'!$F$3:$AW$3,1,MATCH(1,(CC$8='Utility Admin'!$F$1:$AW$1)*(Inventory!$AH104='Utility Admin'!$F$2:$AW$2)*(\"Lighting Controls\"=('Utility Admin'!$F$4:$AW$4)),0)),0)","v":0},false]
[null,97,null,null,null,null,null,null,null,null,null,null,null,{"$f":"IF(OR(I105=\"\",J105=\"\",AND(ProjectType=\"Retrofit\",OR(E105=\"\",F105=\"\"))),\"-\",IF(OR(CA105=0,CA105=\"Not Qualified\"),\"N\",IFERROR(INDEX('Fixture Descriptions'!K:K,MATCH(AD105,'Fixture Descriptions'!A:A,0)),\"N\")))","v":"-"},0,0,0,0,0,0,0,0,0,{"$f":"ROUND(IFERROR(IF($AE$7,BI105*MaxIncentive,Inventory!Z105),0),2)","v":0},0,0,0,0,0,{"$f":"IF(I105=\"\",\"\",IFERROR(VLOOKUP(I105,'Fixture Schedule'!$C$9:$D$58,2,0),I105))","v":""},{"$f":"10","v":10},{"$f":"IFERROR(VLOOKUP(IF(I105=\"REMOVED\",E105,AD105),'Fixture Descriptions'!A:J,10,FALSE),0)","v":0},{"$f":"IFERROR(INDEX('Buildings and Areas'!D$5:D$14,MATCH($C105,'Buildings and Areas'!$B$5:$B$14,0),1),\"\")","v":""},{"$f":"IFERROR(INDEX('Buildings and Areas'!C$5:C$14,MATCH($C105,'Buildings and Areas'!$B$5:$B$14,0),1),\"\")","v":""},{"$f":"IFERROR(INDEX('Buildings and Areas'!R$5:R$14,MATCH($C105,'Buildings and Areas'!$B$5:$B$14,0),1),0)","v":0},{"$f":"IFERROR(INDEX('Buildings and Areas'!S$5:S$14,MATCH($C105,'Buildings and Areas'!$B$5:$B$14,0),1),0)","v":0},{"$f":"IFERROR(INDEX('Buildings and Areas'!T$5:T$14,MATCH($C105,'Buildings and Areas'!$B$5:$B$14,0),1),0)","v":0},{"$f":"IFERROR(INDEX('Buildings and Areas'!O$5:O$14,MATCH($C105,'Buildings and Areas'!$B$5:$B$14,0),1),\"\")","v":""},{"$f":"IFERROR(INDEX('Buildings and Areas'!F$5:F$14,MATCH($C105,'Buildings and Areas'!$B$5:$B$14,0),1)&IF(AH105=\"Exterior\",\": \"&'Buildings and Areas'!$H$4,\"\"),\"\")","v":""},{"$f":"IFERROR(INDEX('Buildings and Areas'!H$5:H$14,MATCH($C105,'Buildings and Areas'!$B$5:$B$14,0),1),\"\")","v":""},{"$f":"IFERROR(IF(INDEX('Buildings and Areas'!L$5:L$14,MATCH($C105,'Buildings and Areas'!$B$5:$B$14,0),1)=\"\",\"Deemed\",INDEX('Buildings and Areas'!L$5:L$14,MATCH($C105,'Buildings and Areas'!$B$5:$B$14,0),1)),\"\")","v":""},{"$f":"IFERROR(IF(INDEX('Buildings and Areas'!M$5:M$14,MATCH($C105,'Buildings and Areas'!$B$5:$B$14,0),1)=\"\",\"Deemed\",INDEX('Buildings and Areas'!M$5:M$14,MATCH($C105,'Buildings and Areas'!$B$5:$B$14,0),1)),\"\")","v":""},{"$f":"IFERROR(INDEX('Buildings and Areas'!P$5:P$14,MATCH($C105,'Buildings and Areas'!$B$5:$B$14,0),1),0)","v":0},{"$f":"IFERROR(INDEX('Buildings and Areas'!Q$5:Q$14,MATCH($C105,'Buildings and Areas'!$B$5:$B$14,0),1),0)","v":0},{"$f":"IF(OR($AG105=\"\",$E105=\"\",$F105=\"\"),0,IF($F$124>0.1,(VLOOKUP($E105,'Fixture Descriptions'!$A:$I,8,0)/1000)*(1-$G$124),(VLOOKUP($E105,'Fixture Descriptions'!$A:$I,8,0)/1000)))","v":0},0,0,0,0,{"$f":"IFERROR(IF(AH105=\"Exterior\",1,IF(ProjectType=\"New Construction\",1-'Factor Tables'!$C$46,1-INDEX('Factor Tables'!C$46:C$51,MATCH(Inventory!$H105,'Factor Tables'!$B$46:$B$51,0)))),1)","v":1},{"$f":"IF(I105=\"REMOVED\",0,IF($AD105<>\"\",VLOOKUP($AD105,'Fixture Descriptions'!$A:$I,8,0)/1000,0))","v":0},0,0,0,0,0,0,0,{"$f":"IFERROR(IF(OR($AG105=\"\",$K105=\"\",AH105=\"Exterior\"),1,1-INDEX('Factor Tables'!C$46:D$51,MATCH(Inventory!$K105,'Factor Tables'!$B$46:$B$51,0),IF(ProjectType=\"Retrofit\",1,2))),1)","v":1},null,0,0,0,0,0,0,0,0,0,0,0,0,0,0,0,0,{"$f":"IFERROR(VLOOKUP(IF($AD105=\"Removed\",E105,$AD105),'Fixture Descriptions'!$A:$I,9,0),\"\")","v":0},{"$f":"IF($AD105=\"\",\"\",VLOOKUP($AD105,'Fixture Descriptions'!$A:$I,2,0))","v":""},{"$f":"IF(I105=\"\",\"\",IF(I105=\"Removed\",\"N/A\",IF(IFERROR(VLOOKUP(I105,'Fixture Schedule'!$C$9:$G$58,5,0),L105)=\"\",\"Not Qualified\",IFERROR(VLOOKUP(I105,'Fixture Schedule'!$C$9:$G$58,5,0),L105))))","v":""},{"$f":"IFERROR(INDEX('Utility Admin'!$F$3:$AW$3,1,MATCH(1,(CB$8='Utility Admin'!$F$1:$AW$1)*(Inventory!$AH105='Utility Admin'!$F$2:$AW$2)*(Inventory!$BY105=('Utility Admin'!$F$4:$AW$4)),0)),0)","v":0},{"$f":"IFERROR(INDEX('Utility Admin'!$F$3:$AW$3,1,MATCH(1,(CC$8='Utility Admin'!$F$1:$AW$1)*(Inventory!$AH105='Utility Admin'!$F$2:$AW$2)*(Inventory!$BY105=('Utility Admin'!$F$4:$AW$4)),0)),0)","v":0},{"$f":"IFERROR(INDEX('Utility Admin'!$F$3:$AW$3,1,MATCH(1,(CB$8='Utility Admin'!$F$1:$AW$1)*(Inventory!$AH105='Utility Admin'!$F$2:$AW$2)*(\"Lighting Controls\"=('Utility Admin'!$F$4:$AW$4)),0)),0)","v":0},{"$f":"IFERROR(INDEX('Utility Admin'!$F$3:$AW$3,1,MATCH(1,(CC$8='Utility Admin'!$F$1:$AW$1)*(Inventory!$AH105='Utility Admin'!$F$2:$AW$2)*(\"Lighting Controls\"=('Utility Admin'!$F$4:$AW$4)),0)),0)","v":0},false]
[null,98,null,null,null,null,null,null,null,null,null,null,null,{"$f":"IF(OR(I106=\"\",J106=\"\",AND(ProjectType=\"Retrofit\",OR(E106=\"\",F106=\"\"))),\"-\",IF(OR(CA106=0,CA106=\"Not Qualified\"),\"N\",IFERROR(INDEX('Fixture Descriptions'!K:K,MATCH(AD106,'Fixture Descriptions'!A:A,0)),\"N\")))","v":"-"},0,0,0,0,0,0,0,0,0,{"$f":"ROUND(IFERROR(IF($AE$7,BI106*MaxIncentive,Inventory!Z106),0),2)","v":0},0,0,0,0,0,{"$f":"IF(I106=\"\",\"\",IFERROR(VLOOKUP(I106,'Fixture Schedule'!$C$9:$D$58,2,0),I106))","v":""},{"$f":"10","v":10},{"$f":"IFERROR(VLOOKUP(IF(I106=\"REMOVED\",E106,AD106),'Fixture Descriptions'!A:J,10,FALSE),0)","v":0},{"$f":"IFERROR(INDEX('Buildings and Areas'!D$5:D$14,MATCH($C106,'Buildings and Areas'!$B$5:$B$14,0),1),\"\")","v":""},{"$f":"IFERROR(INDEX('Buildings and Areas'!C$5:C$14,MATCH($C106,'Buildings and Areas'!$B$5:$B$14,0),1),\"\")","v":""},{"$f":"IFERROR(INDEX('Buildings and Areas'!R$5:R$14,MATCH($C106,'Buildings and Areas'!$B$5:$B$14,0),1),0)","v":0},{"$f":"IFERROR(INDEX('Buildings and Areas'!S$5:S$14,MATCH($C106,'Buildings and Areas'!$B$5:$B$14,0),1),0)","v":0},{"$f":"IFERROR(INDEX('Buildings and Areas'!T$5:T$14,MATCH($C106,'Buildings and Areas'!$B$5:$B$14,0),1),0)","v":0},{"$f":"IFERROR(INDEX('Buildings and Areas'!O$5:O$14,MATCH($C106,'Buildings and Areas'!$B$5:$B$14,0),1),\"\")","v":""},{"$f":"IFERROR(INDEX('Buildings and Areas'!F$5:F$14,MATCH($C106,'Buildings and Areas'!$B$5:$B$14,0),1)&IF(AH106=\"Exterior\",\": \"&'Buildings and Areas'!$H$4,\"\"),\"\")","v":""},{"$f":"IFERROR(INDEX('Buildings and Areas'!H$5:H$14,MATCH($C106,'Buildings and Areas'!$B$5:$B$14,0),1),\"\")","v":""},{"$f":"IFERROR(IF(INDEX('Buildings and Areas'!L$5:L$14,MATCH($C106,'Buildings and Areas'!$B$5:$B$14,0),1)=\"\",\"Deemed\",INDEX('Buildings and Areas'!L$5:L$14,MATCH($C106,'Buildings and Areas'!$B$5:$B$14,0),1)),\"\")","v":""},{"$f":"IFERROR(IF(INDEX('Buildings and Areas'!M$5:M$14,MATCH($C106,'Buildings and Areas'!$B$5:$B$14,0),1)=\"\",\"Deemed\",INDEX('Buildings and Areas'!M$5:M$14,MATCH($C106,'Buildings and Areas'!$B$5:$B$14,0),1)),\"\")","v":""},{"$f":"IFERROR(INDEX('Buildings and Areas'!P$5:P$14,MATCH($C106,'Buildings and Areas'!$B$5:$B$14,0),1),0)","v":0},{"$f":"IFERROR(INDEX('Buildings and Areas'!Q$5:Q$14,MATCH($C106,'Buildings and Areas'!$B$5:$B$14,0),1),0)","v":0},{"$f":"IF(OR($AG106=\"\",$E106=\"\",$F106=\"\"),0,IF($F$124>0.1,(VLOOKUP($E106,'Fixture Descriptions'!$A:$I,8,0)/1000)*(1-$G$124),(VLOOKUP($E106,'Fixture Descriptions'!$A:$I,8,0)/1000)))","v":0},0,0,0,0,{"$f":"IFERROR(IF(AH106=\"Exterior\",1,IF(ProjectType=\"New Construction\",1-'Factor Tables'!$C$46,1-INDEX('Factor Tables'!C$46:C$51,MATCH(Inventory!$H106,'Factor Tables'!$B$46:$B$51,0)))),1)","v":1},{"$f":"IF(I106=\"REMOVED\",0,IF($AD106<>\"\",VLOOKUP($AD106,'Fixture Descriptions'!$A:$I,8,0)/1000,0))","v":0},0,0,0,0,0,0,0,{"$f":"IFERROR(IF(OR($AG106=\"\",$K106=\"\",AH106=\"Exterior\"),1,1-INDEX('Factor Tables'!C$46:D$51,MATCH(Inventory!$K106,'Factor Tables'!$B$46:$B$51,0),IF(ProjectType=\"Retrofit\",1,2))),1)","v":1},null,0,0,0,0,0,0,0,0,0,0,0,0,0,0,0,0,{"$f":"IFERROR(VLOOKUP(IF($AD106=\"Removed\",E106,$AD106),'Fixture Descriptions'!$A:$I,9,0),\"\")","v":0},{"$f":"IF($AD106=\"\",\"\",VLOOKUP($AD106,'Fixture Descriptions'!$A:$I,2,0))","v":""},{"$f":"IF(I106=\"\",\"\",IF(I106=\"Removed\",\"N/A\",IF(IFERROR(VLOOKUP(I106,'Fixture Schedule'!$C$9:$G$58,5,0),L106)=\"\",\"Not Qualified\",IFERROR(VLOOKUP(I106,'Fixture Schedule'!$C$9:$G$58,5,0),L106))))","v":""},{"$f":"IFERROR(INDEX('Utility Admin'!$F$3:$AW$3,1,MATCH(1,(CB$8='Utility Admin'!$F$1:$AW$1)*(Inventory!$AH106='Utility Admin'!$F$2:$AW$2)*(Inventory!$BY106=('Utility Admin'!$F$4:$AW$4)),0)),0)","v":0},{"$f":"IFERROR(INDEX('Utility Admin'!$F$3:$AW$3,1,MATCH(1,(CC$8='Utility Admin'!$F$1:$AW$1)*(Inventory!$AH106='Utility Admin'!$F$2:$AW$2)*(Inventory!$BY106=('Utility Admin'!$F$4:$AW$4)),0)),0)","v":0},{"$f":"IFERROR(INDEX('Utility Admin'!$F$3:$AW$3,1,MATCH(1,(CB$8='Utility Admin'!$F$1:$AW$1)*(Inventory!$AH106='Utility Admin'!$F$2:$AW$2)*(\"Lighting Controls\"=('Utility Admin'!$F$4:$AW$4)),0)),0)","v":0},{"$f":"IFERROR(INDEX('Utility Admin'!$F$3:$AW$3,1,MATCH(1,(CC$8='Utility Admin'!$F$1:$AW$1)*(Inventory!$AH106='Utility Admin'!$F$2:$AW$2)*(\"Lighting Controls\"=('Utility Admin'!$F$4:$AW$4)),0)),0)","v":0},false]
[null,99,null,null,null,null,null,null,null,null,null,null,null,{"$f":"IF(OR(I107=\"\",J107=\"\",AND(ProjectType=\"Retrofit\",OR(E107=\"\",F107=\"\"))),\"-\",IF(OR(CA107=0,CA107=\"Not Qualified\"),\"N\",IFERROR(INDEX('Fixture Descriptions'!K:K,MATCH(AD107,'Fixture Descriptions'!A:A,0)),\"N\")))","v":"-"},0,0,0,0,0,0,0,0,0,{"$f":"ROUND(IFERROR(IF($AE$7,BI107*MaxIncentive,Inventory!Z107),0),2)","v":0},0,0,0,0,0,{"$f":"IF(I107=\"\",\"\",IFERROR(VLOOKUP(I107,'Fixture Schedule'!$C$9:$D$58,2,0),I107))","v":""},{"$f":"10","v":10},{"$f":"IFERROR(VLOOKUP(IF(I107=\"REMOVED\",E107,AD107),'Fixture Descriptions'!A:J,10,FALSE),0)","v":0},{"$f":"IFERROR(INDEX('Buildings and Areas'!D$5:D$14,MATCH($C107,'Buildings and Areas'!$B$5:$B$14,0),1),\"\")","v":""},{"$f":"IFERROR(INDEX('Buildings and Areas'!C$5:C$14,MATCH($C107,'Buildings and Areas'!$B$5:$B$14,0),1),\"\")","v":""},{"$f":"IFERROR(INDEX('Buildings and Areas'!R$5:R$14,MATCH($C107,'Buildings and Areas'!$B$5:$B$14,0),1),0)","v":0},{"$f":"IFERROR(INDEX('Buildings and Areas'!S$5:S$14,MATCH($C107,'Buildings and Areas'!$B$5:$B$14,0),1),0)","v":0},{"$f":"IFERROR(INDEX('Buildings and Areas'!T$5:T$14,MATCH($C107,'Buildings and Areas'!$B$5:$B$14,0),1),0)","v":0},{"$f":"IFERROR(INDEX('Buildings and Areas'!O$5:O$14,MATCH($C107,'Buildings and Areas'!$B$5:$B$14,0),1),\"\")","v":""},{"$f":"IFERROR(INDEX('Buildings and Areas'!F$5:F$14,MATCH($C107,'Buildings and Areas'!$B$5:$B$14,0),1)&IF(AH107=\"Exterior\",\": \"&'Buildings and Areas'!$H$4,\"\"),\"\")","v":""},{"$f":"IFERROR(INDEX('Buildings and Areas'!H$5:H$14,MATCH($C107,'Buildings and Areas'!$B$5:$B$14,0),1),\"\")","v":""},{"$f":"IFERROR(IF(INDEX('Buildings and Areas'!L$5:L$14,MATCH($C107,'Buildings and Areas'!$B$5:$B$14,0),1)=\"\",\"Deemed\",INDEX('Buildings and Areas'!L$5:L$14,MATCH($C107,'Buildings and Areas'!$B$5:$B$14,0),1)),\"\")","v":""},{"$f":"IFERROR(IF(INDEX('Buildings and Areas'!M$5:M$14,MATCH($C107,'Buildings and Areas'!$B$5:$B$14,0),1)=\"\",\"Deemed\",INDEX('Buildings and Areas'!M$5:M$14,MATCH($C107,'Buildings and Areas'!$B$5:$B$14,0),1)),\"\")","v":""},{"$f":"IFERROR(INDEX('Buildings and Areas'!P$5:P$14,MATCH($C107,'Buildings and Areas'!$B$5:$B$14,0),1),0)","v":0},{"$f":"IFERROR(INDEX('Buildings and Areas'!Q$5:Q$14,MATCH($C107,'Buildings and Areas'!$B$5:$B$14,0),1),0)","v":0},{"$f":"IF(OR($AG107=\"\",$E107=\"\",$F107=\"\"),0,IF($F$124>0.1,(VLOOKUP($E107,'Fixture Descriptions'!$A:$I,8,0)/1000)*(1-$G$124),(VLOOKUP($E107,'Fixture Descriptions'!$A:$I,8,0)/1000)))","v":0},0,0,0,0,{"$f":"IFERROR(IF(AH107=\"Exterior\",1,IF(ProjectType=\"New Construction\",1-'Factor Tables'!$C$46,1-INDEX('Factor Tables'!C$46:C$51,MATCH(Inventory!$H107,'Factor Tables'!$B$46:$B$51,0)))),1)","v":1},{"$f":"IF(I107=\"REMOVED\",0,IF($AD107<>\"\",VLOOKUP($AD107,'Fixture Descriptions'!$A:$I,8,0)/1000,0))","v":0},0,0,0,0,0,0,0,{"$f":"IFERROR(IF(OR($AG107=\"\",$K107=\"\",AH107=\"Exterior\"),1,1-INDEX('Factor Tables'!C$46:D$51,MATCH(Inventory!$K107,'Factor Tables'!$B$46:$B$51,0),IF(ProjectType=\"Retrofit\",1,2))),1)","v":1},null,0,0,0,0,0,0,0,0,0,0,0,0,0,0,0,0,{"$f":"IFERROR(VLOOKUP(IF($AD107=\"Removed\",E107,$AD107),'Fixture Descriptions'!$A:$I,9,0),\"\")","v":0},{"$f":"IF($AD107=\"\",\"\",VLOOKUP($AD107,'Fixture Descriptions'!$A:$I,2,0))","v":""},{"$f":"IF(I107=\"\",\"\",IF(I107=\"Removed\",\"N/A\",IF(IFERROR(VLOOKUP(I107,'Fixture Schedule'!$C$9:$G$58,5,0),L107)=\"\",\"Not Qualified\",IFERROR(VLOOKUP(I107,'Fixture Schedule'!$C$9:$G$58,5,0),L107))))","v":""},{"$f":"IFERROR(INDEX('Utility Admin'!$F$3:$AW$3,1,MATCH(1,(CB$8='Utility Admin'!$F$1:$AW$1)*(Inventory!$AH107='Utility Admin'!$F$2:$AW$2)*(Inventory!$BY107=('Utility Admin'!$F$4:$AW$4)),0)),0)","v":0},{"$f":"IFERROR(INDEX('Utility Admin'!$F$3:$AW$3,1,MATCH(1,(CC$8='Utility Admin'!$F$1:$AW$1)*(Inventory!$AH107='Utility Admin'!$F$2:$AW$2)*(Inventory!$BY107=('Utility Admin'!$F$4:$AW$4)),0)),0)","v":0},{"$f":"IFERROR(INDEX('Utility Admin'!$F$3:$AW$3,1,MATCH(1,(CB$8='Utility Admin'!$F$1:$AW$1)*(Inventory!$AH107='Utility Admin'!$F$2:$AW$2)*(\"Lighting Controls\"=('Utility Admin'!$F$4:$AW$4)),0)),0)","v":0},{"$f":"IFERROR(INDEX('Utility Admin'!$F$3:$AW$3,1,MATCH(1,(CC$8='Utility Admin'!$F$1:$AW$1)*(Inventory!$AH107='Utility Admin'!$F$2:$AW$2)*(\"Lighting Controls\"=('Utility Admin'!$F$4:$AW$4)),0)),0)","v":0},false]
[null,100,null,null,null,null,null,null,null,null,null,null,null,{"$f":"IF(OR(I108=\"\",J108=\"\",AND(ProjectType=\"Retrofit\",OR(E108=\"\",F108=\"\"))),\"-\",IF(OR(CA108=0,CA108=\"Not Qualified\"),\"N\",IFERROR(INDEX('Fixture Descriptions'!K:K,MATCH(AD108,'Fixture Descriptions'!A:A,0)),\"N\")))","v":"-"},0,0,0,0,0,0,0,0,0,{"$f":"ROUND(IFERROR(IF($AE$7,BI108*MaxIncentive,Inventory!Z108),0),2)","v":0},0,0,0,0,0,{"$f":"IF(I108=\"\",\"\",IFERROR(VLOOKUP(I108,'Fixture Schedule'!$C$9:$D$58,2,0),I108))","v":""},{"$f":"10","v":10},{"$f":"IFERROR(VLOOKUP(IF(I108=\"REMOVED\",E108,AD108),'Fixture Descriptions'!A:J,10,FALSE),0)","v":0},{"$f":"IFERROR(INDEX('Buildings and Areas'!D$5:D$14,MATCH($C108,'Buildings and Areas'!$B$5:$B$14,0),1),\"\")","v":""},{"$f":"IFERROR(INDEX('Buildings and Areas'!C$5:C$14,MATCH($C108,'Buildings and Areas'!$B$5:$B$14,0),1),\"\")","v":""},{"$f":"IFERROR(INDEX('Buildings and Areas'!R$5:R$14,MATCH($C108,'Buildings and Areas'!$B$5:$B$14,0),1),0)","v":0},{"$f":"IFERROR(INDEX('Buildings and Areas'!S$5:S$14,MATCH($C108,'Buildings and Areas'!$B$5:$B$14,0),1),0)","v":0},{"$f":"IFERROR(INDEX('Buildings and Areas'!T$5:T$14,MATCH($C108,'Buildings and Areas'!$B$5:$B$14,0),1),0)","v":0},{"$f":"IFERROR(INDEX('Buildings and Areas'!O$5:O$14,MATCH($C108,'Buildings and Areas'!$B$5:$B$14,0),1),\"\")","v":""},{"$f":"IFERROR(INDEX('Buildings and Areas'!F$5:F$14,MATCH($C108,'Buildings and Areas'!$B$5:$B$14,0),1)&IF(AH108=\"Exterior\",\": \"&'Buildings and Areas'!$H$4,\"\"),\"\")","v":""},{"$f":"IFERROR(INDEX('Buildings and Areas'!H$5:H$14,MATCH($C108,'Buildings and Areas'!$B$5:$B$14,0),1),\"\")","v":""},{"$f":"IFERROR(IF(INDEX('Buildings and Areas'!L$5:L$14,MATCH($C108,'Buildings and Areas'!$B$5:$B$14,0),1)=\"\",\"Deemed\",INDEX('Buildings and Areas'!L$5:L$14,MATCH($C108,'Buildings and Areas'!$B$5:$B$14,0),1)),\"\")","v":""},{"$f":"IFERROR(IF(INDEX('Buildings and Areas'!M$5:M$14,MATCH($C108,'Buildings and Areas'!$B$5:$B$14,0),1)=\"\",\"Deemed\",INDEX('Buildings and Areas'!M$5:M$14,MATCH($C108,'Buildings and Areas'!$B$5:$B$14,0),1)),\"\")","v":""},{"$f":"IFERROR(INDEX('Buildings and Areas'!P$5:P$14,MATCH($C108,'Buildings and Areas'!$B$5:$B$14,0),1),0)","v":0},{"$f":"IFERROR(INDEX('Buildings and Areas'!Q$5:Q$14,MATCH($C108,'Buildings and Areas'!$B$5:$B$14,0),1),0)","v":0},{"$f":"IF(OR($AG108=\"\",$E108=\"\",$F108=\"\"),0,IF($F$124>0.1,(VLOOKUP($E108,'Fixture Descriptions'!$A:$I,8,0)/1000)*(1-$G$124),(VLOOKUP($E108,'Fixture Descriptions'!$A:$I,8,0)/1000)))","v":0},0,0,0,0,{"$f":"IFERROR(IF(AH108=\"Exterior\",1,IF(ProjectType=\"New Construction\",1-'Factor Tables'!$C$46,1-INDEX('Factor Tables'!C$46:C$51,MATCH(Inventory!$H108,'Factor Tables'!$B$46:$B$51,0)))),1)","v":1},{"$f":"IF(I108=\"REMOVED\",0,IF($AD108<>\"\",VLOOKUP($AD108,'Fixture Descriptions'!$A:$I,8,0)/1000,0))","v":0},0,0,0,0,0,0,0,{"$f":"IFERROR(IF(OR($AG108=\"\",$K108=\"\",AH108=\"Exterior\"),1,1-INDEX('Factor Tables'!C$46:D$51,MATCH(Inventory!$K108,'Factor Tables'!$B$46:$B$51,0),IF(ProjectType=\"Retrofit\",1,2))),1)","v":1},null,0,0,0,0,0,0,0,0,0,0,0,0,0,0,0,0,{"$f":"IFERROR(VLOOKUP(IF($AD108=\"Removed\",E108,$AD108),'Fixture Descriptions'!$A:$I,9,0),\"\")","v":0},{"$f":"IF($AD108=\"\",\"\",VLOOKUP($AD108,'Fixture Descriptions'!$A:$I,2,0))","v":""},{"$f":"IF(I108=\"\",\"\",IF(I108=\"Removed\",\"N/A\",IF(IFERROR(VLOOKUP(I108,'Fixture Schedule'!$C$9:$G$58,5,0),L108)=\"\",\"Not Qualified\",IFERROR(VLOOKUP(I108,'Fixture Schedule'!$C$9:$G$58,5,0),L108))))","v":""},{"$f":"IFERROR(INDEX('Utility Admin'!$F$3:$AW$3,1,MATCH(1,(CB$8='Utility Admin'!$F$1:$AW$1)*(Inventory!$AH108='Utility Admin'!$F$2:$AW$2)*(Inventory!$BY108=('Utility Admin'!$F$4:$AW$4)),0)),0)","v":0},{"$f":"IFERROR(INDEX('Utility Admin'!$F$3:$AW$3,1,MATCH(1,(CC$8='Utility Admin'!$F$1:$AW$1)*(Inventory!$AH108='Utility Admin'!$F$2:$AW$2)*(Inventory!$BY108=('Utility Admin'!$F$4:$AW$4)),0)),0)","v":0},{"$f":"IFERROR(INDEX('Utility Admin'!$F$3:$AW$3,1,MATCH(1,(CB$8='Utility Admin'!$F$1:$AW$1)*(Inventory!$AH108='Utility Admin'!$F$2:$AW$2)*(\"Lighting Controls\"=('Utility Admin'!$F$4:$AW$4)),0)),0)","v":0},{"$f":"IFERROR(INDEX('Utility Admin'!$F$3:$AW$3,1,MATCH(1,(CC$8='Utility Admin'!$F$1:$AW$1)*(Inventory!$AH108='Utility Admin'!$F$2:$AW$2)*(\"Lighting Controls\"=('Utility Admin'!$F$4:$AW$4)),0)),0)","v":0},false]
[null,"END"]
[]
[null,"Hide",null,null,null,null,null,null,null,null,null,null,null,null,null,null,null,null,null,null,null,null,null,null,null,null,null,null,null,null,null,null,null,null,null,null,null,null,null,"SqFt/LinFt",null,null,"Summer IEFd to use","IEFe to use","LPD","SqFt/LinFt (ADJ)","Base Allowed kW","Base kW + Site Allowance","Base kWh"]
[null,"Hide",{"$f":"IF('Buildings and Areas'!B5=\"\",\"\",'Buildings and Areas'!B5)","v":""},{"$f":"COUNTIF($C$9:$C$108,$C112)","v":100},null,null,null,null,null,{"$f":"SUMIF($C$9:$C$108,$C112,J$9:J$108)","v":0},null,null,null,null,{"$f":"ROUND(MAX(ABS(BP112),ABS(BO112))*IF(BP112<0,-1,1),2)","v":0},{"$f":"ROUND(MAX(BS112,BT112),2)","v":0},{"$f":"O112+P112","v":0},{"$f":"ROUND(BO112,2)","v":0},{"$f":"ROUND(BS112,2)","v":0},{"$f":"S112+R112","v":0},{"$f":"ROUND(BV112,0)","v":0},{"$f":"ROUND(BX112,0)","v":0},{"$f":"V112+U112","v":0},{"$f":"ROUND(IFERROR(IF($AE$7,BI112*MaxIncentive,Inventory!Z112),0),2)","v":0},{"$f":"ROUND(IFERROR(IF($AE$7,BJ112*MaxIncentive,Inventory!AA112),0),2)","v":0},{"$f":"U112*IF(AH112=\"Interior\",'Utility Admin'!$AK$3,'Utility Admin'!$AV$3)+Inventory!O112*IF(AH112=\"Interior\",'Utility Admin'!$O$3,'Utility Admin'!$Z$3)","v":0},{"$f":"P112*'Utility Admin'!$P$3+V112*'Utility Admin'!$AL$3","v":0},{"$f":"ROUND(IFERROR(BI112*ProjectCost,0),2)","v":0},{"$f":"ROUND(IFERROR(BJ112*ProjectCost,0),2)","v":0},null,null,{"$f":"AVERAGEIF($C$9:$C$108,$C112,AF$9:AF$108)","v":0},{"$f":"IFERROR(INDEX('Buildings and Areas'!D$5:D$14,MATCH($C112,'Buildings and Areas'!$B$5:$B$14,0),1),\"\")","v":""},{"$f":"IFERROR(INDEX('Buildings and Areas'!C$5:C$14,MATCH($C112,'Buildings and Areas'!$B$5:$B$14,0),1),\"\")","v":""},{"$f":"IFERROR(INDEX('Buildings and Areas'!R$5:R$14,MATCH($C112,'Buildings and Areas'!$B$5:$B$14,0),1),0)","v":0},{"$f":"IFERROR(INDEX('Buildings and Areas'!S$5:S$14,MATCH($C112,'Buildings and Areas'!$B$5:$B$14,0),1),0)","v":0},{"$f":"IFERROR(INDEX('Buildings and Areas'!T$5:T$14,MATCH($C112,'Buildings and Areas'!$B$5:$B$14,0),1),0)","v":0},{"$f":"IFERROR(INDEX('Buildings and Areas'!O$5:O$14,MATCH($C112,'Buildings and Areas'!$B$5:$B$14,0),1),\"\")","v":""},{"$f":"IFERROR(INDEX('Buildings and Areas'!F$5:F$14,MATCH($C112,'Buildings and Areas'!$B$5:$B$14,0),1)&IF(AH112=\"Exterior\",\"-\"&'Buildings and Areas'!$H$4,\"\"),\"\")","v":""},{"$f":"'Buildings and Areas'!$H5","v":0},{"$f":"IFERROR(INDEX('Buildings and Areas'!L$5:L$14,MATCH($C112,'Buildings and Areas'!$B$5:$B$14,0),1),\"\")","v":""},{"$f":"IFERROR(INDEX('Buildings and Areas'!M$5:M$14,MATCH($C112,'Buildings and Areas'!$B$5:$B$14,0),1),\"\")","v":""},{"$f":"IFERROR(INDEX('Buildings and Areas'!P$5:P$14,MATCH($C112,'Buildings and Areas'!$B$5:$B$14,0),1),0)","v":0},{"$f":"IFERROR(INDEX('Buildings and Areas'!Q$5:Q$14,MATCH($C112,'Buildings and Areas'!$B$5:$B$14,0),1),0)","v":0},{"$f":"'Buildings and Areas'!J5","v":""},{"$f":"IFERROR(AN112*BB112/BA112,0)","v":0},{"$f":"IFERROR((AS112*AT112)/1000,0)","v":0},{"$f":"AU112 + IFERROR(IF(Inventory!AH112=\"Exterior\", 'Buildings and Areas'!H$3*Inventory!AU112/SUMIF(Inventory!AH$112:AH$121,\"Exterior\",Inventory!AU$112:AU$121), 0), 0) / 1000","v":0},{"$f":"AV112*AI112","v":0},"Base site allowance is distrubuted amongst all exterior building types by a ratio of base allowed kw for each area to total base allowed kW for all areas.",null,null,{"$f":"SUMIF($C$9:$C$108,$C112,BA$9:BA$108)","v":0},0,0,null,{"$f":"SUMIF($C$9:$C$108,$C112,BE$9:BE$108)","v":0},0,null,{"$f":"IF(AND(ProjectType=\"New Construction\", AH112=\"Interior\"), 0.24, 0)","v":0},{"$f":"U112/$W$7","v":{"$error":"#DIV/0!"}},{"$f":"V112/$W$7","v":{"$error":"#DIV/0!"}},null,{"$f":"IF($AV112-$BB112 < 0, 0, $AV112-$BB112)","v":0},{"$f":"$BL112*AQ112","v":0},{"$f":"BM112*AJ112*(1-BH112)","v":0},{"$f":"BN112","v":0},{"$f":"BL112*AR112*AK112*(1-BH112)","v":0},{"$f":"IF($BB112-$BC112 < 0, 0, $BB112-$BC112)","v":0},{"$f":"BQ112*AQ112","v":0},{"$f":"BR112*AJ112","v":0},{"$f":"BQ112*AR112*AK112","v":0},{"$f":"IF($AW112-$BE112 < 0, 0, $AW112-$BE112)","v":0},{"$f":"BU112*AR112*(1-BH112)","v":0},{"$f":"IF($BE112-$BF112 < 0, 0, $BE112-$BF112)","v":0},{"$f":"BW112*AR112","v":0},null,{"$f":"IF($AD112=\"\",\"\",VLOOKUP($AD112,'Fixture Descriptions'!$A:$I,2,0))","v":""}]
[null,"Hide",{"$f":"'Buildings and Areas'!B6","v":0},0,null,null,null,null,null,0,null,null,null,null,{"$f":"ROUND(MAX(ABS(BP113),ABS(BO113))*IF(BP113<0,-1,1),2)","v":0},{"$f":"ROUND(MAX(BS113,BT113),2)","v":0},{"$f":"O113+P113","v":0},{"$f":"ROUND(BO113,2)","v":0},{"$f":"ROUND(BS113,2)","v":0},{"$f":"S113+R113","v":0},{"$f":"ROUND(BV113,0)","v":0},{"$f":"ROUND(BX113,0)","v":0},{"$f":"V113+U113","v":0},{"$f":"ROUND(IFERROR(IF($AE$7,BI113*MaxIncentive,Inventory!Z113),0),2)","v":0},null,{"$f":"U113*IF(AH113=\"Interior\",'Utility Admin'!$AK$3,'Utility Admin'!$AV$3)+Inventory!O113*IF(AH113=\"Interior\",'Utility Admin'!$O$3,'Utility Admin'!$Z$3)","v":0},{"$f":"P113*'Utility Admin'!$P$3+V113*'Utility Admin'!$AL$3","v":0},{"$f":"ROUND(IFERROR(Z113/$Z$7*ProjectCost,0),2)","v":0},{"$f":"ROUND(IFERROR(BJ113*ProjectCost,0),2)","v":0},null,null,{"$error":"#DIV/0!"},{"$f":"IFERROR(INDEX('Buildings and Areas'!D$5:D$14,MATCH($C113,'Buildings and Areas'!$B$5:$B$14,0),1),\"\")","v":""},{"$f":"IFERROR(INDEX('Buildings and Areas'!C$5:C$14,MATCH($C113,'Buildings and Areas'!$B$5:$B$14,0),1),\"\")","v":""},{"$f":"IFERROR(INDEX('Buildings and Areas'!R$5:R$14,MATCH($C113,'Buildings and Areas'!$B$5:$B$14,0),1),0)","v":0},{"$f":"IFERROR(INDEX('Buildings and Areas'!S$5:S$14,MATCH($C113,'Buildings and Areas'!$B$5:$B$14,0),1),0)","v":0},{"$f":"IFERROR(INDEX('Buildings and Areas'!T$5:T$14,MATCH($C113,'Buildings and Areas'!$B$5:$B$14,0),1),0)","v":0},{"$f":"IFERROR(INDEX('Buildings and Areas'!O$5:O$14,MATCH($C113,'Buildings and Areas'!$B$5:$B$14,0),1),\"\")","v":""},{"$f":"IFERROR(INDEX('Buildings and Areas'!F$5:F$14,MATCH($C113,'Buildings and Areas'!$B$5:$B$14,0),1)&IF(AH113=\"Exterior\",\"-\"&'Buildings and Areas'!$H$4,\"\"),\"\")","v":""},{"$f":"'Buildings and Areas'!$H6","v":0},{"$f":"IFERROR(INDEX('Buildings and Areas'!L$5:L$14,MATCH($C113,'Buildings and Areas'!$B$5:$B$14,0),1),\"\")","v":""},{"$f":"IFERROR(INDEX('Buildings and Areas'!M$5:M$14,MATCH($C113,'Buildings and Areas'!$B$5:$B$14,0),1),\"\")","v":""},{"$f":"IFERROR(INDEX('Buildings and Areas'!P$5:P$14,MATCH($C113,'Buildings and Areas'!$B$5:$B$14,0),1),0)","v":0},{"$f":"IFERROR(INDEX('Buildings and Areas'!Q$5:Q$14,MATCH($C113,'Buildings and Areas'!$B$5:$B$14,0),1),0)","v":0},{"$f":"'Buildings and Areas'!J6","v":""},0,{"$f":"IFERROR((AS113*AT113)/1000,0)","v":0},{"$f":"AU113 + IFERROR(IF(Inventory!AH113=\"Exterior\", 'Buildings and Areas'!H$3*Inventory!AU113/SUMIF(Inventory!AH$112:AH$121,\"Exterior\",Inventory!AU$112:AU$121), 0), 0) / 1000","v":0},0,null,null,null,0,0,0,null,0,0,null,0,{"$f":"U113/$W$7","v":{"$error":"#DIV/0!"}},{"$f":"V113/$W$7","v":{"$error":"#DIV/0!"}},null,{"$f":"IF($AV113-$BB113 < 0, 0, $AV113-$BB113)","v":0},0,{"$f":"BM113*AJ113*(1-BH113)","v":0},{"$f":"BN113","v":0},{"$f":"BL113*AR113*AK113*(1-BH113)","v":0},{"$f":"IF($BB113-$BC113 < 0, 0, $BB113-$BC113)","v":0},{"$f":"BQ113*AQ113","v":0},{"$f":"BR113*AJ113","v":0},{"$f":"BQ113*AR113*AK113","v":0},{"$f":"IF($AW113-$BE113 < 0, 0, $AW113-$BE113)","v":0},{"$f":"BU113*AR113*(1-BH113)","v":0},{"$f":"IF($BE113-$BF113 < 0, 0, $BE113-$BF113)","v":0},{"$f":"BW113*AR113","v":0},null,{"$f":"IF($AD113=\"\",\"\",VLOOKUP($AD113,'Fixture Descriptions'!$A:$I,2,0))","v":""}]
[null,"Hide",{"$f":"'Buildings and Areas'!B7","v":0},0,null,null,null,null,null,0,null,null,null,null,0,0,0,0,0,0,0,0,0,{"$f":"ROUND(IFERROR(IF($AE$7,BI114*MaxIncentive,Inventory!Z114),0),2)","v":0},null,{"$f":"U114*IF(AH114=\"Interior\",'Utility Admin'!$AK$3,'Utility Admin'!$AV$3)+Inventory!O114*IF(AH114=\"Interior\",'Utility Admin'!$O$3,'Utility Admin'!$Z$3)","v":0},{"$f":"P114*'Utility Admin'!$P$3+V114*'Utility Admin'!$AL$3","v":0},0,0,null,null,{"$error":"#DIV/0!"},{"$f":"IFERROR(INDEX('Buildings and Areas'!D$5:D$14,MATCH($C114,'Buildings and Areas'!$B$5:$B$14,0),1),\"\")","v":""},{"$f":"IFERROR(INDEX('Buildings and Areas'!C$5:C$14,MATCH($C114,'Buildings and Areas'!$B$5:$B$14,0),1),\"\")","v":""},{"$f":"IFERROR(INDEX('Buildings and Areas'!R$5:R$14,MATCH($C114,'Buildings and Areas'!$B$5:$B$14,0),1),0)","v":0},{"$f":"IFERROR(INDEX('Buildings and Areas'!S$5:S$14,MATCH($C114,'Buildings and Areas'!$B$5:$B$14,0),1),0)","v":0},{"$f":"IFERROR(INDEX('Buildings and Areas'!T$5:T$14,MATCH($C114,'Buildings and Areas'!$B$5:$B$14,0),1),0)","v":0},{"$f":"IFERROR(INDEX('Buildings and Areas'!O$5:O$14,MATCH($C114,'Buildings and Areas'!$B$5:$B$14,0),1),\"\")","v":""},{"$f":"IFERROR(INDEX('Buildings and Areas'!F$5:F$14,MATCH($C114,'Buildings and Areas'!$B$5:$B$14,0),1)&IF(AH114=\"Exterior\",\"-\"&'Buildings and Areas'!$H$4,\"\"),\"\")","v":""},{"$f":"'Buildings and Areas'!$H7","v":0},{"$f":"IFERROR(INDEX('Buildings and Areas'!L$5:L$14,MATCH($C114,'Buildings and Areas'!$B$5:$B$14,0),1),\"\")","v":""},{"$f":"IFERROR(INDEX('Buildings and Areas'!M$5:M$14,MATCH($C114,'Buildings and Areas'!$B$5:$B$14,0),1),\"\")","v":""},{"$f":"IFERROR(INDEX('Buildings and Areas'!P$5:P$14,MATCH($C114,'Buildings and Areas'!$B$5:$B$14,0),1),0)","v":0},{"$f":"IFERROR(INDEX('Buildings and Areas'!Q$5:Q$14,MATCH($C114,'Buildings and Areas'!$B$5:$B$14,0),1),0)","v":0},{"$f":"'Buildings and Areas'!J7","v":""},0,0,{"$f":"AU114 + IFERROR(IF(Inventory!AH114=\"Exterior\", 'Buildings and Areas'!H$3*Inventory!AU114/SUMIF(Inventory!AH$112:AH$121,\"Exterior\",Inventory!AU$112:AU$121), 0), 0) / 1000","v":0},0,null,null,null,0,0,0,null,0,0,null,0,{"$error":"#DIV/0!"},{"$error":"#DIV/0!"},null,0,0,0,0,0,0,0,0,0,0,0,0,0,null,{"$f":"IF($AD114=\"\",\"\",VLOOKUP($AD114,'Fixture Descriptions'!$A:$I,2,0))","v":""}]
[null,"Hide",{"$f":"'Buildings and Areas'!B8","v":0},0,null,null,null,null,null,0,null,null,null,null,0,0,0,0,0,0,0,0,0,{"$f":"ROUND(IFERROR(IF($AE$7,BI115*MaxIncentive,Inventory!Z115),0),2)","v":0},null,{"$f":"U115*IF(AH115=\"Interior\",'Utility Admin'!$AK$3,'Utility Admin'!$AV$3)+Inventory!O115*IF(AH115=\"Interior\",'Utility Admin'!$O$3,'Utility Admin'!$Z$3)","v":0},{"$f":"P115*'Utility Admin'!$P$3+V115*'Utility Admin'!$AL$3","v":0},0,0,null,null,{"$error":"#DIV/0!"},{"$f":"IFERROR(INDEX('Buildings and Areas'!D$5:D$14,MATCH($C115,'Buildings and Areas'!$B$5:$B$14,0),1),\"\")","v":""},{"$f":"IFERROR(INDEX('Buildings and Areas'!C$5:C$14,MATCH($C115,'Buildings and Areas'!$B$5:$B$14,0),1),\"\")","v":""},{"$f":"IFERROR(INDEX('Buildings and Areas'!R$5:R$14,MATCH($C115,'Buildings and Areas'!$B$5:$B$14,0),1),0)","v":0},{"$f":"IFERROR(INDEX('Buildings and Areas'!S$5:S$14,MATCH($C115,'Buildings and Areas'!$B$5:$B$14,0),1),0)","v":0},{"$f":"IFERROR(INDEX('Buildings and Areas'!T$5:T$14,MATCH($C115,'Buildings and Areas'!$B$5:$B$14,0),1),0)","v":0},{"$f":"IFERROR(INDEX('Buildings and Areas'!O$5:O$14,MATCH($C115,'Buildings and Areas'!$B$5:$B$14,0),1),\"\")","v":""},{"$f":"IFERROR(INDEX('Buildings and Areas'!F$5:F$14,MATCH($C115,'Buildings and Areas'!$B$5:$B$14,0),1)&IF(AH115=\"Exterior\",\"-\"&'Buildings and Areas'!$H$4,\"\"),\"\")","v":""},{"$f":"'Buildings and Areas'!$H8","v":0},{"$f":"IFERROR(INDEX('Buildings and Areas'!L$5:L$14,MATCH($C115,'Buildings and Areas'!$B$5:$B$14,0),1),\"\")","v":""},{"$f":"IFERROR(INDEX('Buildings and Areas'!M$5:M$14,MATCH($C115,'Buildings and Areas'!$B$5:$B$14,0),1),\"\")","v":""},{"$f":"IFERROR(INDEX('Buildings and Areas'!P$5:P$14,MATCH($C115,'Buildings and Areas'!$B$5:$B$14,0),1),0)","v":0},{"$f":"IFERROR(INDEX('Buildings and Areas'!Q$5:Q$14,MATCH($C115,'Buildings and Areas'!$B$5:$B$14,0),1),0)","v":0},{"$f":"'Buildings and Areas'!J8","v":""},0,0,{"$f":"AU115 + IFERROR(IF(Inventory!AH115=\"Exterior\", 'Buildings and Areas'!H$3*Inventory!AU115/SUMIF(Inventory!AH$112:AH$121,\"Exterior\",Inventory!AU$112:AU$121), 0), 0) / 1000","v":0},0,null,null,null,0,0,0,null,0,0,null,0,{"$error":"#DIV/0!"},{"$error":"#DIV/0!"},null,0,0,0,0,0,0,0,0,0,0,0,0,0,null,{"$f":"IF($AD115=\"\",\"\",VLOOKUP($AD115,'Fixture Descriptions'!$A:$I,2,0))","v":""}]
[null,"Hide",{"$f":"'Buildings and Areas'!B9","v":0},0,null,null,null,null,null,0,null,null,null,null,0,0,0,0,0,0,0,0,0,{"$f":"ROUND(IFERROR(IF($AE$7,BI116*MaxIncentive,Inventory!Z116),0),2)","v":0},null,{"$f":"U116*IF(AH116=\"Interior\",'Utility Admin'!$AK$3,'Utility Admin'!$AV$3)+Inventory!O116*IF(AH116=\"Interior\",'Utility Admin'!$O$3,'Utility Admin'!$Z$3)","v":0},{"$f":"P116*'Utility Admin'!$P$3+V116*'Utility Admin'!$AL$3","v":0},0,0,null,null,{"$error":"#DIV/0!"},{"$f":"IFERROR(INDEX('Buildings and Areas'!D$5:D$14,MATCH($C116,'Buildings and Areas'!$B$5:$B$14,0),1),\"\")","v":""},{"$f":"IFERROR(INDEX('Buildings and Areas'!C$5:C$14,MATCH($C116,'Buildings and Areas'!$B$5:$B$14,0),1),\"\")","v":""},{"$f":"IFERROR(INDEX('Buildings and Areas'!R$5:R$14,MATCH($C116,'Buildings and Areas'!$B$5:$B$14,0),1),0)","v":0},{"$f":"IFERROR(INDEX('Buildings and Areas'!S$5:S$14,MATCH($C116,'Buildings and Areas'!$B$5:$B$14,0),1),0)","v":0},{"$f":"IFERROR(INDEX('Buildings and Areas'!T$5:T$14,MATCH($C116,'Buildings and Areas'!$B$5:$B$14,0),1),0)","v":0},{"$f":"IFERROR(INDEX('Buildings and Areas'!O$5:O$14,MATCH($C116,'Buildings and Areas'!$B$5:$B$14,0),1),\"\")","v":""},{"$f":"IFERROR(INDEX('Buildings and Areas'!F$5:F$14,MATCH($C116,'Buildings and Areas'!$B$5:$B$14,0),1)&IF(AH116=\"Exterior\",\"-\"&'Buildings and Areas'!$H$4,\"\"),\"\")","v":""},{"$f":"'Buildings and Areas'!$H9","v":0},{"$f":"IFERROR(INDEX('Buildings and Areas'!L$5:L$14,MATCH($C116,'Buildings and Areas'!$B$5:$B$14,0),1),\"\")","v":""},{"$f":"IFERROR(INDEX('Buildings and Areas'!M$5:M$14,MATCH($C116,'Buildings and Areas'!$B$5:$B$14,0),1),\"\")","v":""},{"$f":"IFERROR(INDEX('Buildings and Areas'!P$5:P$14,MATCH($C116,'Buildings and Areas'!$B$5:$B$14,0),1),0)","v":0},{"$f":"IFERROR(INDEX('Buildings and Areas'!Q$5:Q$14,MATCH($C116,'Buildings and Areas'!$B$5:$B$14,0),1),0)","v":0},{"$f":"'Buildings and Areas'!J9","v":""},0,0,{"$f":"AU116 + IFERROR(IF(Inventory!AH116=\"Exterior\", 'Buildings and Areas'!H$3*Inventory!AU116/SUMIF(Inventory!AH$112:AH$121,\"Exterior\",Inventory!AU$112:AU$121), 0), 0) / 1000","v":0},0,null,null,null,0,0,0,null,0,0,null,0,{"$error":"#DIV/0!"},{"$error":"#DIV/0!"},null,0,0,0,0,0,0,0,0,0,0,0,0,0,null,{"$f":"IF($AD116=\"\",\"\",VLOOKUP($AD116,'Fixture Descriptions'!$A:$I,2,0))","v":""}]
[null,"Hide",{"$f":"'Buildings and Areas'!B10","v":0},0,null,null,null,null,null,0,null,null,null,null,0,0,0,0,0,0,0,0,0,{"$f":"ROUND(IFERROR(IF($AE$7,BI117*MaxIncentive,Inventory!Z117),0),2)","v":0},null,{"$f":"U117*IF(AH117=\"Interior\",'Utility Admin'!$AK$3,'Utility Admin'!$AV$3)+Inventory!O117*IF(AH117=\"Interior\",'Utility Admin'!$O$3,'Utility Admin'!$Z$3)","v":0},{"$f":"P117*'Utility Admin'!$P$3+V117*'Utility Admin'!$AL$3","v":0},0,0,null,null,{"$error":"#DIV/0!"},{"$f":"IFERROR(INDEX('Buildings and Areas'!D$5:D$14,MATCH($C117,'Buildings and Areas'!$B$5:$B$14,0),1),\"\")","v":""},{"$f":"IFERROR(INDEX('Buildings and Areas'!C$5:C$14,MATCH($C117,'Buildings and Areas'!$B$5:$B$14,0),1),\"\")","v":""},{"$f":"IFERROR(INDEX('Buildings and Areas'!R$5:R$14,MATCH($C117,'Buildings and Areas'!$B$5:$B$14,0),1),0)","v":0},{"$f":"IFERROR(INDEX('Buildings and Areas'!S$5:S$14,MATCH($C117,'Buildings and Areas'!$B$5:$B$14,0),1),0)","v":0},{"$f":"IFERROR(INDEX('Buildings and Areas'!T$5:T$14,MATCH($C117,'Buildings and Areas'!$B$5:$B$14,0),1),0)","v":0},{"$f":"IFERROR(INDEX('Buildings and Areas'!O$5:O$14,MATCH($C117,'Buildings and Areas'!$B$5:$B$14,0),1),\"\")","v":""},{"$f":"IFERROR(INDEX('Buildings and Areas'!F$5:F$14,MATCH($C117,'Buildings and Areas'!$B$5:$B$14,0),1)&IF(AH117=\"Exterior\",\"-\"&'Buildings and Areas'!$H$4,\"\"),\"\")","v":""},{"$f":"'Buildings and Areas'!$H10","v":0},{"$f":"IFERROR(INDEX('Buildings and Areas'!L$5:L$14,MATCH($C117,'Buildings and Areas'!$B$5:$B$14,0),1),\"\")","v":""},{"$f":"IFERROR(INDEX('Buildings and Areas'!M$5:M$14,MATCH($C117,'Buildings and Areas'!$B$5:$B$14,0),1),\"\")","v":""},{"$f":"IFERROR(INDEX('Buildings and Areas'!P$5:P$14,MATCH($C117,'Buildings and Areas'!$B$5:$B$14,0),1),0)","v":0},{"$f":"IFERROR(INDEX('Buildings and Areas'!Q$5:Q$14,MATCH($C117,'Buildings and Areas'!$B$5:$B$14,0),1),0)","v":0},{"$f":"'Buildings and Areas'!J10","v":""},0,0,{"$f":"AU117 + IFERROR(IF(Inventory!AH117=\"Exterior\", 'Buildings and Areas'!H$3*Inventory!AU117/SUMIF(Inventory!AH$112:AH$121,\"Exterior\",Inventory!AU$112:AU$121), 0), 0) / 1000","v":0},0,null,null,null,0,0,0,null,0,0,null,0,{"$error":"#DIV/0!"},{"$error":"#DIV/0!"},null,0,0,0,0,0,0,0,0,0,0,0,0,0,null,{"$f":"IF($AD117=\"\",\"\",VLOOKUP($AD117,'Fixture Descriptions'!$A:$I,2,0))","v":""}]
[null,"Hide",{"$f":"'Buildings and Areas'!B11","v":0},0,null,null,null,null,null,0,null,null,null,null,0,0,0,0,0,0,0,0,0,{"$f":"ROUND(IFERROR(IF($AE$7,BI118*MaxIncentive,Inventory!Z118),0),2)","v":0},null,{"$f":"U118*IF(AH118=\"Interior\",'Utility Admin'!$AK$3,'Utility Admin'!$AV$3)+Inventory!O118*IF(AH118=\"Interior\",'Utility Admin'!$O$3,'Utility Admin'!$Z$3)","v":0},{"$f":"P118*'Utility Admin'!$P$3+V118*'Utility Admin'!$AL$3","v":0},0,0,null,null,{"$error":"#DIV/0!"},{"$f":"IFERROR(INDEX('Buildings and Areas'!D$5:D$14,MATCH($C118,'Buildings and Areas'!$B$5:$B$14,0),1),\"\")","v":""},{"$f":"IFERROR(INDEX('Buildings and Areas'!C$5:C$14,MATCH($C118,'Buildings and Areas'!$B$5:$B$14,0),1),\"\")","v":""},{"$f":"IFERROR(INDEX('Buildings and Areas'!R$5:R$14,MATCH($C118,'Buildings and Areas'!$B$5:$B$14,0),1),0)","v":0},{"$f":"IFERROR(INDEX('Buildings and Areas'!S$5:S$14,MATCH($C118,'Buildings and Areas'!$B$5:$B$14,0),1),0)","v":0},{"$f":"IFERROR(INDEX('Buildings and Areas'!T$5:T$14,MATCH($C118,'Buildings and Areas'!$B$5:$B$14,0),1),0)","v":0},{"$f":"IFERROR(INDEX('Buildings and Areas'!O$5:O$14,MATCH($C118,'Buildings and Areas'!$B$5:$B$14,0),1),\"\")","v":""},{"$f":"IFERROR(INDEX('Buildings and Areas'!F$5:F$14,MATCH($C118,'Buildings and Areas'!$B$5:$B$14,0),1)&IF(AH118=\"Exterior\",\"-\"&'Buildings and Areas'!$H$4,\"\"),\"\")","v":""},{"$f":"'Buildings and Areas'!$H11","v":0},{"$f":"IFERROR(INDEX('Buildings and Areas'!L$5:L$14,MATCH($C118,'Buildings and Areas'!$B$5:$B$14,0),1),\"\")","v":""},{"$f":"IFERROR(INDEX('Buildings and Areas'!M$5:M$14,MATCH($C118,'Buildings and Areas'!$B$5:$B$14,0),1),\"\")","v":""},{"$f":"IFERROR(INDEX('Buildings and Areas'!P$5:P$14,MATCH($C118,'Buildings and Areas'!$B$5:$B$14,0),1),0)","v":0},{"$f":"IFERROR(INDEX('Buildings and Areas'!Q$5:Q$14,MATCH($C118,'Buildings and Areas'!$B$5:$B$14,0),1),0)","v":0},{"$f":"'Buildings and Areas'!J11","v":""},0,0,{"$f":"AU118 + IFERROR(IF(Inventory!AH118=\"Exterior\", 'Buildings and Areas'!H$3*Inventory!AU118/SUMIF(Inventory!AH$112:AH$121,\"Exterior\",Inventory!AU$112:AU$121), 0), 0) / 1000","v":0},0,null,null,null,0,0,0,null,0,0,null,0,{"$error":"#DIV/0!"},{"$error":"#DIV/0!"},null,0,0,0,0,0,0,0,0,0,0,0,0,0,null,{"$f":"IF($AD118=\"\",\"\",VLOOKUP($AD118,'Fixture Descriptions'!$A:$I,2,0))","v":""}]
[null,"Hide",{"$f":"'Buildings and Areas'!B12","v":0},0,null,null,null,null,null,0,null,null,null,null,0,0,0,0,0,0,0,0,0,{"$f":"ROUND(IFERROR(IF($AE$7,BI119*MaxIncentive,Inventory!Z119),0),2)","v":0},null,{"$f":"U119*IF(AH119=\"Interior\",'Utility Admin'!$AK$3,'Utility Admin'!$AV$3)+Inventory!O119*IF(AH119=\"Interior\",'Utility Admin'!$O$3,'Utility Admin'!$Z$3)","v":0},{"$f":"P119*'Utility Admin'!$P$3+V119*'Utility Admin'!$AL$3","v":0},0,0,null,null,{"$error":"#DIV/0!"},{"$f":"IFERROR(INDEX('Buildings and Areas'!D$5:D$14,MATCH($C119,'Buildings and Areas'!$B$5:$B$14,0),1),\"\")","v":""},{"$f":"IFERROR(INDEX('Buildings and Areas'!C$5:C$14,MATCH($C119,'Buildings and Areas'!$B$5:$B$14,0),1),\"\")","v":""},{"$f":"IFERROR(INDEX('Buildings and Areas'!R$5:R$14,MATCH($C119,'Buildings and Areas'!$B$5:$B$14,0),1),0)","v":0},{"$f":"IFERROR(INDEX('Buildings and Areas'!S$5:S$14,MATCH($C119,'Buildings and Areas'!$B$5:$B$14,0),1),0)","v":0},{"$f":"IFERROR(INDEX('Buildings and Areas'!T$5:T$14,MATCH($C119,'Buildings and Areas'!$B$5:$B$14,0),1),0)","v":0},{"$f":"IFERROR(INDEX('Buildings and Areas'!O$5:O$14,MATCH($C119,'Buildings and Areas'!$B$5:$B$14,0),1),\"\")","v":""},{"$f":"IFERROR(INDEX('Buildings and Areas'!F$5:F$14,MATCH($C119,'Buildings and Areas'!$B$5:$B$14,0),1)&IF(AH119=\"Exterior\",\"-\"&'Buildings and Areas'!$H$4,\"\"),\"\")","v":""},{"$f":"'Buildings and Areas'!$H12","v":0},{"$f":"IFERROR(INDEX('Buildings and Areas'!L$5:L$14,MATCH($C119,'Buildings and Areas'!$B$5:$B$14,0),1),\"\")","v":""},{"$f":"IFERROR(INDEX('Buildings and Areas'!M$5:M$14,MATCH($C119,'Buildings and Areas'!$B$5:$B$14,0),1),\"\")","v":""},{"$f":"IFERROR(INDEX('Buildings and Areas'!P$5:P$14,MATCH($C119,'Buildings and Areas'!$B$5:$B$14,0),1),0)","v":0},{"$f":"IFERROR(INDEX('Buildings and Areas'!Q$5:Q$14,MATCH($C119,'Buildings and Areas'!$B$5:$B$14,0),1),0)","v":0},{"$f":"'Buildings and Areas'!J12","v":""},0,0,{"$f":"AU119 + IFERROR(IF(Inventory!AH119=\"Exterior\", 'Buildings and Areas'!H$3*Inventory!AU119/SUMIF(Inventory!AH$112:AH$121,\"Exterior\",Inventory!AU$112:AU$121), 0), 0) / 1000","v":0},0,null,null,null,0,0,0,null,0,0,null,0,{"$error":"#DIV/0!"},{"$error":"#DIV/0!"},null,0,0,0,0,0,0,0,0,0,0,0,0,0,null,{"$f":"IF($AD119=\"\",\"\",VLOOKUP($AD119,'Fixture Descriptions'!$A:$I,2,0))","v":""}]
[null,"Hide",{"$f":"'Buildings and Areas'!B13","v":0},0,null,null,null,null,null,0,null,null,null,null,0,0,0,0,0,0,0,0,0,{"$f":"ROUND(IFERROR(IF($AE$7,BI120*MaxIncentive,Inventory!Z120),0),2)","v":0},null,{"$f":"U120*IF(AH120=\"Interior\",'Utility Admin'!$AK$3,'Utility Admin'!$AV$3)+Inventory!O120*IF(AH120=\"Interior\",'Utility Admin'!$O$3,'Utility Admin'!$Z$3)","v":0},{"$f":"P120*'Utility Admin'!$P$3+V120*'Utility Admin'!$AL$3","v":0},0,0,null,null,{"$error":"#DIV/0!"},{"$f":"IFERROR(INDEX('Buildings and Areas'!D$5:D$14,MATCH($C120,'Buildings and Areas'!$B$5:$B$14,0),1),\"\")","v":""},{"$f":"IFERROR(INDEX('Buildings and Areas'!C$5:C$14,MATCH($C120,'Buildings and Areas'!$B$5:$B$14,0),1),\"\")","v":""},{"$f":"IFERROR(INDEX('Buildings and Areas'!R$5:R$14,MATCH($C120,'Buildings and Areas'!$B$5:$B$14,0),1),0)","v":0},{"$f":"IFERROR(INDEX('Buildings and Areas'!S$5:S$14,MATCH($C120,'Buildings and Areas'!$B$5:$B$14,0),1),0)","v":0},{"$f":"IFERROR(INDEX('Buildings and Areas'!T$5:T$14,MATCH($C120,'Buildings and Areas'!$B$5:$B$14,0),1),0)","v":0},{"$f":"IFERROR(INDEX('Buildings and Areas'!O$5:O$14,MATCH($C120,'Buildings and Areas'!$B$5:$B$14,0),1),\"\")","v":""},{"$f":"IFERROR(INDEX('Buildings and Areas'!F$5:F$14,MATCH($C120,'Buildings and Areas'!$B$5:$B$14,0),1)&IF(AH120=\"Exterior\",\"-\"&'Buildings and Areas'!$H$4,\"\"),\"\")","v":""},{"$f":"'Buildings and Areas'!$H13","v":0},{"$f":"IFERROR(INDEX('Buildings and Areas'!L$5:L$14,MATCH($C120,'Buildings and Areas'!$B$5:$B$14,0),1),\"\")","v":""},{"$f":"IFERROR(INDEX('Buildings and Areas'!M$5:M$14,MATCH($C120,'Buildings and Areas'!$B$5:$B$14,0),1),\"\")","v":""},{"$f":"IFERROR(INDEX('Buildings and Areas'!P$5:P$14,MATCH($C120,'Buildings and Areas'!$B$5:$B$14,0),1),0)","v":0},{"$f":"IFERROR(INDEX('Buildings and Areas'!Q$5:Q$14,MATCH($C120,'Buildings and Areas'!$B$5:$B$14,0),1),0)","v":0},{"$f":"'Buildings and Areas'!J13","v":""},0,0,{"$f":"AU120 + IFERROR(IF(Inventory!AH120=\"Exterior\", 'Buildings and Areas'!H$3*Inventory!AU120/SUMIF(Inventory!AH$112:AH$121,\"Exterior\",Inventory!AU$112:AU$121), 0), 0) / 1000","v":0},0,null,null,null,0,0,0,null,0,0,null,0,{"$error":"#DIV/0!"},{"$error":"#DIV/0!"},null,0,0,0,0,0,0,0,0,0,0,0,0,0,null,{"$f":"IF($AD120=\"\",\"\",VLOOKUP($AD120,'Fixture Descriptions'!$A:$I,2,0))","v":""}]
[null,"Hide",{"$f":"'Buildings and Areas'!B14","v":0},0,null,null,null,null,null,0,null,null,null,null,0,0,0,0,0,0,0,0,0,{"$f":"ROUND(IFERROR(IF($AE$7,BI121*MaxIncentive,Inventory!Z121),0),2)","v":0},null,{"$f":"U121*IF(AH121=\"Interior\",'Utility Admin'!$AK$3,'Utility Admin'!$AV$3)+Inventory!O121*IF(AH121=\"Interior\",'Utility Admin'!$O$3,'Utility Admin'!$Z$3)","v":0},{"$f":"P121*'Utility Admin'!$P$3+V121*'Utility Admin'!$AL$3","v":0},0,0,null,null,{"$error":"#DIV/0!"},{"$f":"IFERROR(INDEX('Buildings and Areas'!D$5:D$14,MATCH($C121,'Buildings and Areas'!$B$5:$B$14,0),1),\"\")","v":""},{"$f":"IFERROR(INDEX('Buildings and Areas'!C$5:C$14,MATCH($C121,'Buildings and Areas'!$B$5:$B$14,0),1),\"\")","v":""},{"$f":"IFERROR(INDEX('Buildings and Areas'!R$5:R$14,MATCH($C121,'Buildings and Areas'!$B$5:$B$14,0),1),0)","v":0},{"$f":"IFERROR(INDEX('Buildings and Areas'!S$5:S$14,MATCH($C121,'Buildings and Areas'!$B$5:$B$14,0),1),0)","v":0},{"$f":"IFERROR(INDEX('Buildings and Areas'!T$5:T$14,MATCH($C121,'Buildings and Areas'!$B$5:$B$14,0),1),0)","v":0},{"$f":"IFERROR(INDEX('Buildings and Areas'!O$5:O$14,MATCH($C121,'Buildings and Areas'!$B$5:$B$14,0),1),\"\")","v":""},{"$f":"IFERROR(INDEX('Buildings and Areas'!F$5:F$14,MATCH($C121,'Buildings and Areas'!$B$5:$B$14,0),1)&IF(AH121=\"Exterior\",\"-\"&'Buildings and Areas'!$H$4,\"\"),\"\")","v":""},{"$f":"'Buildings and Areas'!$H14","v":0},{"$f":"IFERROR(INDEX('Buildings and Areas'!L$5:L$14,MATCH($C121,'Buildings and Areas'!$B$5:$B$14,0),1),\"\")","v":""},{"$f":"IFERROR(INDEX('Buildings and Areas'!M$5:M$14,MATCH($C121,'Buildings and Areas'!$B$5:$B$14,0),1),\"\")","v":""},{"$f":"IFERROR(INDEX('Buildings and Areas'!P$5:P$14,MATCH($C121,'Buildings and Areas'!$B$5:$B$14,0),1),0)","v":0},{"$f":"IFERROR(INDEX('Buildings and Areas'!Q$5:Q$14,MATCH($C121,'Buildings and Areas'!$B$5:$B$14,0),1),0)","v":0},{"$f":"'Buildings and Areas'!J14","v":""},0,0,{"$f":"AU121 + IFERROR(IF(Inventory!AH121=\"Exterior\", 'Buildings and Areas'!H$3*Inventory!AU121/SUMIF(Inventory!AH$112:AH$121,\"Exterior\",Inventory!AU$112:AU$121), 0), 0) / 1000","v":0},0,null,null,null,0,0,0,null,0,0,null,0,{"$error":"#DIV/0!"},{"$error":"#DIV/0!"},null,0,0,0,0,0,0,0,0,0,0,0,0,0,null,{"$f":"IF($AD121=\"\",\"\",VLOOKUP($AD121,'Fixture Descriptions'!$A:$I,2,0))","v":""}]
[null,"Hide",null,null,null,{"$f":"SUM(F9:F108)","v":0},{"$f":"SUM(G9:G108)","v":0}]
[null,"Hide",null,"* If the number of non-operating fixtures is greater than 10%, the savings calculation shall be reduced accordingly.",null,"% NO","% Over 10%",null,null,{"$f":"SUM(J9:J108)","v":0}]
[null,"Hide",null,null,null,{"$f":"IF(ISERROR($G$122/$F$122),\"-\",$G$122/$F$122)","v":"-"},{"$f":"IF($F$124<=0.1,0,IF(ISERROR($F$124-0.1),\"-\",$F$124-0.1))","v":"-"}]
[null,"Hide"]
[null,"Hide"]
[null,"Hide"]
[null,"Hide","The cells below are used by the \"Remove Blank Rows\" macro as a template to repair formatting."]
[null,"Hide"]
[null,"Hide"]
[null,"Hide"]
[null,"Hide"]
[null,"Hide"]
[null,"Hide"]

{"sheet":"Summary","index":4,"n_rows":24,"n_cols":13,"rows_kept":24,"cut":false,"hidden":false,"merged":[[23,4,23,5],[5,9,5,10],[5,11,5,12],[6,9,6,10],[6,11,6,12]]}
[]
[null,"CPS Energy Commercial Lighting Calculator"]
[]
[null,"Project Name:",{"$f":"IF('Project Info'!$D$4=\"\",\"\",'Project Info'!$D$4)","v":""}]
[]
[null,null,null,{"$f":"\"Total \"&D10","v":"Total Non-Coinc kW"},"Total Peak kW","Total kWh","Total Incentive","Total Est Cost",null,"% Savings of Annual Energy Use",null,"% Savings of Peak Demand"]
[null,null,null,{"$f":"SUM(D11:D21,I11:I21)-D16-I16","v":0},{"$f":"SUM(E11:E21,J11:J21)-E16-J16","v":0},{"$f":"SUM(F11:F21,K11:K21)-F16-K16","v":0},{"$f":"SUM(G11:G21,L11:L21)-G16-L16","v":0},{"$f":"SUM(H11:H21,M11:M21)-H16-M16","v":0},null,{"$f":"IF('Project Info'!I18=\"\",\"N/A\",F7/'Project Info'!I18)","v":"N/A"},null,{"$f":"IF('Project Info'!I19=\"\",\"N/A\",E7/'Project Info'!I19)","v":"N/A"}]
[]
[null,null,null,"Interior Savings",null,null,null,null,"Exterior Savings"]
[null,null,"EUL","Non-Coinc kW","Summer Peak kW","kWh","Incentive","Est Cost","Non-Coinc kW","Winter Peak kW","kWh","Incentive","Est Cost"]
[null,"Halogen",1.5,{"$f":"SUMIFS(Inventory!$O$9:$O$108,Inventory!$AH$9:$AH$108,\"Interior\",Inventory!$BY$9:$BY$108,$B11)","v":0},{"$f":"SUMIFS(Inventory!$R$9:$R$108,Inventory!$AH$9:$AH$108,\"Interior\",Inventory!$BY$9:$BY$108,$B11)","v":0},{"$f":"SUMIFS(Inventory!$U$9:$U$108,Inventory!$AH$9:$AH$108,\"Interior\",Inventory!$BY$9:$BY$108,$B11)","v":0},{"$f":"SUMIFS(Inventory!$X$9:$X$108,Inventory!$AH$9:$AH$108,\"Interior\",Inventory!$BY$9:$BY$108,$B11)","v":0},{"$f":"SUMIFS(Inventory!$AB$9:$AB$108,Inventory!$AH$9:$AH$108,\"Interior\",Inventory!$BY$9:$BY$108,$B11)","v":0},{"$f":"SUMIFS(Inventory!$O$9:$O$108,Inventory!$AH$9:$AH$108,\"Exterior\",Inventory!$BY$9:$BY$108,$B11)","v":0},0,{"$f":"SUMIFS(Inventory!$U$9:$U$108,Inventory!$AH$9:$AH$108,\"Exterior\",Inventory!$BY$9:$BY$108,$B11)","v":0},{"$f":"SUMIFS(Inventory!$X$9:$X$108,Inventory!$AH$9:$AH$108,\"Exterior\",Inventory!$BY$9:$BY$108,$B11)","v":0},{"$f":"SUMIFS(Inventory!$AB$9:$AB$108,Inventory!$AH$9:$AH$108,\"Exterior\",Inventory!$BY$9:$BY$108,$B11)","v":0}]
[null,"High Intensity Discharge (HID)",15,{"$f":"SUMIFS(Inventory!$O$9:$O$108,Inventory!$AH$9:$AH$108,\"Interior\",Inventory!$BY$9:$BY$108,$B12)","v":0},{"$f":"SUMIFS(Inventory!$R$9:$R$108,Inventory!$AH$9:$AH$108,\"Interior\",Inventory!$BY$9:$BY$108,$B12)","v":0},{"$f":"SUMIFS(Inventory!$U$9:$U$108,Inventory!$AH$9:$AH$108,\"Interior\",Inventory!$BY$9:$BY$108,$B12)","v":0},{"$f":"SUMIFS(Inventory!$X$9:$X$108,Inventory!$AH$9:$AH$108,\"Interior\",Inventory!$BY$9:$BY$108,$B12)","v":0},{"$f":"SUMIFS(Inventory!$AB$9:$AB$108,Inventory!$AH$9:$AH$108,\"Interior\",Inventory!$BY$9:$BY$108,$B12)","v":0},{"$f":"SUMIFS(Inventory!$O$9:$O$108,Inventory!$AH$9:$AH$108,\"Exterior\",Inventory!$BY$9:$BY$108,$B12)","v":0},0,{"$f":"SUMIFS(Inventory!$U$9:$U$108,Inventory!$AH$9:$AH$108,\"Exterior\",Inventory!$BY$9:$BY$108,$B12)","v":0},{"$f":"SUMIFS(Inventory!$X$9:$X$108,Inventory!$AH$9:$AH$108,\"Exterior\",Inventory!$BY$9:$BY$108,$B12)","v":0},{"$f":"SUMIFS(Inventory!$AB$9:$AB$108,Inventory!$AH$9:$AH$108,\"Exterior\",Inventory!$BY$9:$BY$108,$B12)","v":0}]
[null,"Integrated-ballast CFL Lamps",2.5,{"$f":"SUMIFS(Inventory!$O$9:$O$108,Inventory!$AH$9:$AH$108,\"Interior\",Inventory!$BY$9:$BY$108,$B13)","v":0},{"$f":"SUMIFS(Inventory!$R$9:$R$108,Inventory!$AH$9:$AH$108,\"Interior\",Inventory!$BY$9:$BY$108,$B13)","v":0},{"$f":"SUMIFS(Inventory!$U$9:$U$108,Inventory!$AH$9:$AH$108,\"Interior\",Inventory!$BY$9:$BY$108,$B13)","v":0},{"$f":"SUMIFS(Inventory!$X$9:$X$108,Inventory!$AH$9:$AH$108,\"Interior\",Inventory!$BY$9:$BY$108,$B13)","v":0},{"$f":"SUMIFS(Inventory!$AB$9:$AB$108,Inventory!$AH$9:$AH$108,\"Interior\",Inventory!$BY$9:$BY$108,$B13)","v":0},{"$f":"SUMIFS(Inventory!$O$9:$O$108,Inventory!$AH$9:$AH$108,\"Exterior\",Inventory!$BY$9:$BY$108,$B13)","v":0},0,{"$f":"SUMIFS(Inventory!$U$9:$U$108,Inventory!$AH$9:$AH$108,\"Exterior\",Inventory!$BY$9:$BY$108,$B13)","v":0},{"$f":"SUMIFS(Inventory!$X$9:$X$108,Inventory!$AH$9:$AH$108,\"Exterior\",Inventory!$BY$9:$BY$108,$B13)","v":0},{"$f":"SUMIFS(Inventory!$AB$9:$AB$108,Inventory!$AH$9:$AH$108,\"Exterior\",Inventory!$BY$9:$BY$108,$B13)","v":0}]
[null,"Modular CFL Fixtures",15,{"$f":"SUMIFS(Inventory!$O$9:$O$108,Inventory!$AH$9:$AH$108,\"Interior\",Inventory!$BY$9:$BY$108,$B14)","v":0},{"$f":"SUMIFS(Inventory!$R$9:$R$108,Inventory!$AH$9:$AH$108,\"Interior\",Inventory!$BY$9:$BY$108,$B14)","v":0},{"$f":"SUMIFS(Inventory!$U$9:$U$108,Inventory!$AH$9:$AH$108,\"Interior\",Inventory!$BY$9:$BY$108,$B14)","v":0},{"$f":"SUMIFS(Inventory!$X$9:$X$108,Inventory!$AH$9:$AH$108,\"Interior\",Inventory!$BY$9:$BY$108,$B14)","v":0},{"$f":"SUMIFS(Inventory!$AB$9:$AB$108,Inventory!$AH$9:$AH$108,\"Interior\",Inventory!$BY$9:$BY$108,$B14)","v":0},{"$f":"SUMIFS(Inventory!$O$9:$O$108,Inventory!$AH$9:$AH$108,\"Exterior\",Inventory!$BY$9:$BY$108,$B14)","v":0},0,{"$f":"SUMIFS(Inventory!$U$9:$U$108,Inventory!$AH$9:$AH$108,\"Exterior\",Inventory!$BY$9:$BY$108,$B14)","v":0},{"$f":"SUMIFS(Inventory!$X$9:$X$108,Inventory!$AH$9:$AH$108,\"Exterior\",Inventory!$BY$9:$BY$108,$B14)","v":0},{"$f":"SUMIFS(Inventory!$AB$9:$AB$108,Inventory!$AH$9:$AH$108,\"Exterior\",Inventory!$BY$9:$BY$108,$B14)","v":0}]
[null,"Integrated-ballast LED Lamps",9,{"$f":"SUMIFS(Inventory!$O$9:$O$108,Inventory!$AH$9:$AH$108,\"Interior\",Inventory!$BY$9:$BY$108,$B15)","v":0},{"$f":"SUMIFS(Inventory!$R$9:$R$108,Inventory!$AH$9:$AH$108,\"Interior\",Inventory!$BY$9:$BY$108,$B15)","v":0},{"$f":"SUMIFS(Inventory!$U$9:$U$108,Inventory!$AH$9:$AH$108,\"Interior\",Inventory!$BY$9:$BY$108,$B15)","v":0},{"$f":"SUMIFS(Inventory!$X$9:$X$108,Inventory!$AH$9:$AH$108,\"Interior\",Inventory!$BY$9:$BY$108,$B15)","v":0},{"$f":"SUMIFS(Inventory!$AB$9:$AB$108,Inventory!$AH$9:$AH$108,\"Interior\",Inventory!$BY$9:$BY$108,$B15)","v":0},{"$f":"SUMIFS(Inventory!$O$9:$O$108,Inventory!$AH$9:$AH$108,\"Exterior\",Inventory!$BY$9:$BY$108,$B15)","v":0},0,{"$f":"SUMIFS(Inventory!$U$9:$U$108,Inventory!$AH$9:$AH$108,\"Exterior\",Inventory!$BY$9:$BY$108,$B15)","v":0},{"$f":"SUMIFS(Inventory!$X$9:$X$108,Inventory!$AH$9:$AH$108,\"Exterior\",Inventory!$BY$9:$BY$108,$B15)","v":0},{"$f":"SUMIFS(Inventory!$AB$9:$AB$108,Inventory!$AH$9:$AH$108,\"Exterior\",Inventory!$BY$9:$BY$108,$B15)","v":0}]
[null,"Light Emitting Diode (LED)",15,{"$f":"D17+D18","v":0},0,0,0,0,0,0,0,0,0]
[null,"LED Fixtures",15,{"$f":"SUMIFS(Inventory!$O$9:$O$108,Inventory!$AH$9:$AH$108,\"Interior\",Inventory!$BY$9:$BY$108,$B16)","v":0},{"$f":"SUMIFS(Inventory!$R$9:$R$108,Inventory!$AH$9:$AH$108,\"Interior\",Inventory!$BY$9:$BY$108,$B16)","v":0},{"$f":"SUMIFS(Inventory!$U$9:$U$108,Inventory!$AH$9:$AH$108,\"Interior\",Inventory!$BY$9:$BY$108,$B16)","v":0},{"$f":"SUMIFS(Inventory!$X$9:$X$108,Inventory!$AH$9:$AH$108,\"Interior\",Inventory!$BY$9:$BY$108,$B16)","v":0},{"$f":"SUMIFS(Inventory!$AB$9:$AB$108,Inventory!$AH$9:$AH$108,\"Interior\",Inventory!$BY$9:$BY$108,$B16)","v":0},{"$f":"SUMIFS(Inventory!$O$9:$O$108,Inventory!$AH$9:$AH$108,\"Exterior\",Inventory!$BY$9:$BY$108,$B16)","v":0},0,{"$f":"SUMIFS(Inventory!$U$9:$U$108,Inventory!$AH$9:$AH$108,\"Exterior\",Inventory!$BY$9:$BY$108,$B16)","v":0},{"$f":"SUMIFS(Inventory!$X$9:$X$108,Inventory!$AH$9:$AH$108,\"Exterior\",Inventory!$BY$9:$BY$108,$B16)","v":0},{"$f":"SUMIFS(Inventory!$AB$9:$AB$108,Inventory!$AH$9:$AH$108,\"Exterior\",Inventory!$BY$9:$BY$108,$B16)","v":0}]
[null,"LED Replacement Tubes",15,{"$f":"SUMIFS(Inventory!$O$9:$O$108,Inventory!$AH$9:$AH$108,\"Interior\",Inventory!$BY$9:$BY$108,$B18)","v":0},{"$f":"SUMIFS(Inventory!$R$9:$R$108,Inventory!$AH$9:$AH$108,\"Interior\",Inventory!$BY$9:$BY$108,$B18)","v":0},{"$f":"SUMIFS(Inventory!$U$9:$U$108,Inventory!$AH$9:$AH$108,\"Interior\",Inventory!$BY$9:$BY$108,$B18)","v":0},{"$f":"SUMIFS(Inventory!$X$9:$X$108,Inventory!$AH$9:$AH$108,\"Interior\",Inventory!$BY$9:$BY$108,$B18)","v":0},{"$f":"SUMIFS(Inventory!$AB$9:$AB$108,Inventory!$AH$9:$AH$108,\"Interior\",Inventory!$BY$9:$BY$108,$B18)","v":0},{"$f":"SUMIFS(Inventory!$O$9:$O$108,Inventory!$AH$9:$AH$108,\"Exterior\",Inventory!$BY$9:$BY$108,$B18)","v":0},0,{"$f":"SUMIFS(Inventory!$U$9:$U$108,Inventory!$AH$9:$AH$108,\"Exterior\",Inventory!$BY$9:$BY$108,$B18)","v":0},{"$f":"SUMIFS(Inventory!$X$9:$X$108,Inventory!$AH$9:$AH$108,\"Exterior\",Inventory!$BY$9:$BY$108,$B18)","v":0},{"$f":"SUMIFS(Inventory!$AB$9:$AB$108,Inventory!$AH$9:$AH$108,\"Exterior\",Inventory!$BY$9:$BY$108,$B18)","v":0}]
[null,"Linear Fluorescent",15,{"$f":"SUMIFS(Inventory!$O$9:$O$108,Inventory!$AH$9:$AH$108,\"Interior\",Inventory!$BY$9:$BY$108,$B19)","v":0},{"$f":"SUMIFS(Inventory!$R$9:$R$108,Inventory!$AH$9:$AH$108,\"Interior\",Inventory!$BY$9:$BY$108,$B19)","v":0},{"$f":"SUMIFS(Inventory!$U$9:$U$108,Inventory!$AH$9:$AH$108,\"Interior\",Inventory!$BY$9:$BY$108,$B19)","v":0},{"$f":"SUMIFS(Inventory!$X$9:$X$108,Inventory!$AH$9:$AH$108,\"Interior\",Inventory!$BY$9:$BY$108,$B19)","v":0},{"$f":"SUMIFS(Inventory!$AB$9:$AB$108,Inventory!$AH$9:$AH$108,\"Interior\",Inventory!$BY$9:$BY$108,$B19)","v":0},{"$f":"SUMIFS(Inventory!$O$9:$O$108,Inventory!$AH$9:$AH$108,\"Exterior\",Inventory!$BY$9:$BY$108,$B19)","v":0},0,{"$f":"SUMIFS(Inventory!$U$9:$U$108,Inventory!$AH$9:$AH$108,\"Exterior\",Inventory!$BY$9:$BY$108,$B19)","v":0},{"$f":"SUMIFS(Inventory!$X$9:$X$108,Inventory!$AH$9:$AH$108,\"Exterior\",Inventory!$BY$9:$BY$108,$B19)","v":0},{"$f":"SUMIFS(Inventory!$AB$9:$AB$108,Inventory!$AH$9:$AH$108,\"Exterior\",Inventory!$BY$9:$BY$108,$B19)","v":0}]
[null,"Lighting New Construction","14.0 (Int) / 15.0 (Ext)",{"$f":"IF(ProjectType=\"New Construction\",SUMIF(Inventory!AH$112:AH$121,\"Interior\",Inventory!O$112:O$121),0)","v":0},{"$f":"IF(ProjectType=\"New Construction\",SUMIF(Inventory!AH$112:AH$121,\"Interior\",Inventory!R$112:R$121),0)","v":0},{"$f":"IF(ProjectType=\"New Construction\",SUMIF(Inventory!AH$112:AH$121,\"Interior\",Inventory!U$112:U$121),0)","v":0},{"$f":"IF(ProjectType=\"New Construction\",SUMIF(Inventory!AH$112:AH$121,\"Interior\",Inventory!X$112:X$121),0)","v":0},{"$f":"IF(ProjectType=\"New Construction\",SUMIF(Inventory!AH$112:AH$121,\"Interior\",Inventory!AB$112:AB$121),0)","v":0},{"$f":"IF(ProjectType=\"New Construction\",SUMIF(Inventory!AH$112:AH$121,\"Exterior\",Inventory!O$112:O$121),0)","v":0},0,{"$f":"IF(ProjectType=\"New Construction\",SUMIF(Inventory!AH$112:AH$121,\"Exterior\",Inventory!U$112:U$121),0)","v":0},{"$f":"IF(ProjectType=\"New Construction\",SUMIF(Inventory!AH$112:AH$121,\"Exterior\",Inventory!X$112:X$121),0)","v":0},{"$f":"IF(ProjectType=\"New Construction\",SUMIF(Inventory!AH$112:AH$121,\"Exterior\",Inventory!AB$112:AB$121),0)","v":0}]
[null,"Lighting Controls",10,{"$f":"IF(\n  ProjectType=\"Retrofit\",\n  SUMIFS(Inventory!$P$9:$P$108, Inventory!$AH$9:$AH$108, \"Interior\"),\n  SUMIFS(Inventory!$P$112:$P$121, Inventory!$AH$112:$AH$121, \"Interior\")\n)","v":0},{"$f":"IF(\n  ProjectType=\"Retrofit\",\n  SUMIFS(Inventory!$S$9:$S$108, Inventory!$AH$9:$AH$108, \"Interior\"),\n  SUMIFS(Inventory!$S$112:$S$121, Inventory!$AH$112:$AH$121, \"Interior\")\n)","v":0},{"$f":"IF(\n  ProjectType=\"Retrofit\",\n  SUMIFS(Inventory!$V$9:$V$108, Inventory!$AH$9:$AH$108, \"Interior\"),\n  SUMIFS(Inventory!$V$112:$V$121, Inventory!$AH$112:$AH$121, \"Interior\")\n)","v":0},{"$f":"IF(\n  ProjectType=\"Retrofit\",\n  SUMIFS(Inventory!$Y$9:$Y$108, Inventory!$AH$9:$AH$108, \"Interior\"),\n  SUMIFS(Inventory!$Y$112:$Y$121, Inventory!$AH$112:$AH$121, \"Interior\")\n)","v":0},{"$f":"IF(\n  ProjectType=\"Retrofit\",\n  SUMIFS(Inventory!$AC$9:$AC$108, Inventory!$AH$9:$AH$108, \"Interior\"),\n  SUMIFS(Inventory!$AC$112:$AC$121, Inventory!$AH$112:$AH$121, \"Interior\")\n)","v":0},{"$f":"SUMIFS(Inventory!$P$9:$P$108,Inventory!$AH$9:$AH$108,\"Exterior\")","v":0},0,{"$f":"SUMIFS(Inventory!$V$9:$V$108,Inventory!$AH$9:$AH$108,\"Exterior\")","v":0},{"$f":"SUMIFS(Inventory!$Y$9:$Y$108,Inventory!$AH$9:$AH$108,\"Exterior\")","v":0},{"$f":"SUMIFS(Inventory!$AC$9:$AC$108,Inventory!$AH$9:$AH$108,\"Exterior\")","v":0}]
[]
[]
[null,"Version:",{"$f":"Version","v":"v26.0 CPS"},null,"Incentive Cap?",null,{"$f":"IFERROR(IF(Inventory!AD7>'Utility Admin'!E3,\"Yes\",\"No\"),\"\")","v":"No"}]

{"sheet":"Report","index":5,"n_rows":114,"n_cols":13,"rows_kept":114,"cut":false,"hidden":false,"merged":[[109,7,109,8],[43,1,43,5],[41,1,41,5],[24,1,24,5],[103,7,103,8],[104,7,104,8],[105,7,105,8],[106,7,106,8],[107,7,107,8],[108,7,108,8],[13,1,14,5],[17,1,17,2],[18,1,18,2],[53,9,53,10],[53,7,53,8],[22,1,22,5],[44,1,44,2],[44,4,44,5],[15,1,16,2],[20,1,20,5],[53,1,53,5],[15,3,16,5],[113,1,113,5],[115,1,115,5],[73,1,73,5],[98,1,98,5],[99,1,99,5],[114,0,114,6],[7,1,7,5],[1,1,1,5],[2,1,2,5],[4,1,4,5],[5,1,5,5],[6,1,6,5]]}
[]
[null,"Energy Efficiency Assessment"]
[null,{"$f":"\"CPS Energy - \"&'Project Info'!D8","v":"CPS Energy - "}]
[]
[null,{"$f":"IF('Project Info'!$D$4=\"\",\"Prepared for: [Company Name]\",CONCATENATE(\"Prepared for: \",'Project Info'!$D$4))","v":"Prepared for: [Company Name]"}]
[null,{"$f":"IF('Project Info'!$D$9=\"\",\"Contact Name:\",CONCATENATE(\"Contact Name: \",'Project Info'!$D$9))","v":"Contact Name:"}]
[null,{"$f":"IF('Project Info'!$D$10=\"\",\"Contact Phone:\",CONCATENATE(\"Contact Phone: \",'Project Info'!$D$10))","v":"Contact Phone:"}]
[null,{"$f":"IF('Project Info'!$I$10=\"\",\"Contact Email:\",CONCATENATE(\"Contact Email: \",'Project Info'!$I$10))","v":"Contact Email:"}]
[]
[null,"Est. Project Cost",{"$f":"ROUND('Project Info'!$D$16,0)","v":0},null,"Est. Annual Energy Savings",{"$f":"ROUND(($B$27*$F$46)+($E$27*F47),0)","v":0}]
[null,"Est. Utility Incentive Rate/kWh",{"$f":"IFERROR(Inventory!AD7/Inventory!W7,0)","v":0},null,"Simple Payback (years)",{"$f":"MAX(0,IF(ISERROR($C$48/F48),0,$C$48/F48))","v":0}]
[null,{"$f":"\"Est. Utility Incentive\"&IF(B13<>\"\",\"*\",\"\")","v":"Est. Utility Incentive"},{"$f":"ROUND(Summary!G7,0)","v":0},null,"Total # of Fixtures",{"$f":"Inventory!$J$123","v":0}]
[null,{"$f":"IF(Summary!G24=\"Yes\",\"*Incentive is capped at $\"&'Utility Admin'!$D$3*100&\"% of project cost.\",\"\")","v":""}]
[null,"The undersigned person hereby represents that he/she has received L.O.I. & Project Application and is authorized to commit the Customer to participate in the Program."]
[]
[null,"Incentive to be Paid to:",null,{"$f":"IF('Project Info'!D15=\"\",\"\",'Project Info'!D15)","v":""}]
[]
[]
[null,"Authorized Signature",null,null,"Printed Name","Date"]
[]
[null,"CLEAResult makes no warranties, whether expressed or implied, nor assumes any legal liability or responsibility for the accuracy, completeness, or usefulness of the contents of this Energy Efficiency Assessment. These calculations are based on the rates and estimated operating hours displayed above. These calculations are not exact and should only be used to formulate a decision on whether or not to pursue a lighting retrofit. Installing a sample of fixtures/lamps is recommended to verify acceptable light levels and performance prior to purchasing."]
[]
[null,{"$f":"TODAY()","v":"2026-03-03"}]
[]
[null,"Project Assumptions"]
[null,"Rate:"]
[null,{"$f":"'Project Info'!J16","v":0},"$/kW",null,{"$f":"'Project Info'!$I$16","v":7.5999999999999998E-2},"$/kWh"]
[]
[null,"Building Types:",null,null,"Operating Hours (Estimated):"]
[null,{"$f":"IF('Buildings and Areas'!D5=\"\",\"\",'Buildings and Areas'!D5)","v":""},null,null,{"$f":"IF('Buildings and Areas'!R5=0,\"\",'Buildings and Areas'!R5)","v":""}]
[null,{"$f":"IF('Buildings and Areas'!D6=\"\",\"\",'Buildings and Areas'!D6)","v":""},null,null,{"$f":"IF('Buildings and Areas'!R6=0,\"\",'Buildings and Areas'!R6)","v":""}]
[null,{"$f":"IF('Buildings and Areas'!D7=\"\",\"\",'Buildings and Areas'!D7)","v":""},null,null,{"$f":"IF('Buildings and Areas'!R7=0,\"\",'Buildings and Areas'!R7)","v":""}]
[null,{"$f":"IF('Buildings and Areas'!D8=\"\",\"\",'Buildings and Areas'!D8)","v":""},null,null,{"$f":"IF('Buildings and Areas'!R8=0,\"\",'Buildings and Areas'!R8)","v":""}]
[null,{"$f":"IF('Buildings and Areas'!D9=\"\",\"\",'Buildings and Areas'!D9)","v":""},null,null,{"$f":"IF('Buildings and Areas'!R9=0,\"\",'Buildings and Areas'!R9)","v":""}]
[null,{"$f":"IF('Buildings and Areas'!D10=\"\",\"\",'Buildings and Areas'!D10)","v":""},null,null,{"$f":"IF('Buildings and Areas'!R10=0,\"\",'Buildings and Areas'!R10)","v":""}]
[null,{"$f":"IF('Buildings and Areas'!D11=\"\",\"\",'Buildings and Areas'!D11)","v":""},null,null,{"$f":"IF('Buildings and Areas'!R11=0,\"\",'Buildings and Areas'!R11)","v":""}]
[null,{"$f":"IF('Buildings and Areas'!D12=\"\",\"\",'Buildings and Areas'!D12)","v":""},null,null,{"$f":"IF('Buildings and Areas'!R12=0,\"\",'Buildings and Areas'!R12)","v":""}]
[null,{"$f":"IF('Buildings and Areas'!D13=\"\",\"\",'Buildings and Areas'!D13)","v":""},null,null,{"$f":"IF('Buildings and Areas'!R13=0,\"\",'Buildings and Areas'!R13)","v":""}]
[null,{"$f":"IF('Buildings and Areas'!D14=\"\",\"\",'Buildings and Areas'!D14)","v":""},null,null,{"$f":"IF('Buildings and Areas'!R14=0,\"\",'Buildings and Areas'!R14)","v":""}]
[]
[null,"Project Description:"]
[null,{"$f":"IF('Project Info'!D21=\"\",\"\",'Project Info'!D21)","v":""}]
[]
[null,"Energy Savings Analysis"]
[null,"Estimated Project Cost",null,null,"Energy Savings"]
[null,"Est. Project Cost",{"$f":"ROUND(Summary!H7,2)","v":0},null,"Est. kW Savings",{"$f":"Inventory!$T$7","v":0}]
[null,"Est. Utility Incentive",{"$f":"ROUND(Summary!G7,2)","v":0},null,"Est. kWh Savings",{"$f":"Inventory!$W$7","v":0}]
[null,"Est. Project Cost after Incentive",{"$f":"$C$46-$C$47","v":0},null,"Est. Annual Energy Savings",{"$f":"($B$27*$F$46)+($E$27*$F$47)","v":0}]
[]
[null,"Payback & Return on Investment",null,null,"Cost of Waiting"]
[null,"Simple Payback (years)",{"$f":"MAX(0,IF(ISERROR($C$48/F48),0,$C$48/F48))","v":0},null,"Monthly",{"$f":"$F$52/12","v":0}]
[null,"Return on Investment",{"$f":"IF(ISERROR(1/$C$51),0,1/$C$51)","v":0},null,"Annually",{"$f":"F48","v":0}]
[]
[null,"CLEAResult makes this tool available to participants in our Energy Efficiency programs. CLEAResult makes no warranties, whether expressed or implied, nor assumes any legal liability or responsibility for the accuracy, completeness, or usefulness of the contents of this Energy Efficiency Assessment. These calculations are based on the rates and estimated operating hours displayed above. These calculations are not exact and should only be used to formulate a decision on whether or not to pursue a lighting retrofit.",null,null,null,null,null,"Existing",null,"Post-Retrofit",null,"Existing",{"$f":"($H$56*$B$27)+($I$56*$E$27)","v":0}]
[null,null,null,null,null,null,null,"kW","kWh","kW","kWh","Retrofit",{"$f":"($J$56*$B$27)+($K$56*$E$27)","v":0}]
[null,null,null,null,null,null,null,{"$f":"SUM(Inventory!AU9:AU108)","v":0},{"$f":"SUM(Inventory!AV9:AV108)","v":0},{"$f":"$H$56-$F$46","v":0},{"$f":"$I$56-F47","v":0},"Cost of Waiting",{"$f":"$M$54-$M$55","v":0}]
[]
[null,null,null,null,null,null,null,null,null,null,null,"Y-Axis","X-Axis"]
[null,null,null,null,null,null,null,null,null,null,null,"ANNUAL COST\nOF WAITING!",{"$f":"$M$56","v":0}]
[null,null,null,null,null,null,null,null,null,null,null,"Annual Cost\nafter Retrofit",{"$f":"$M$55","v":0}]
[null,null,null,null,null,null,null,null,null,null,null,"Annual Cost\nbefore Retrofit",{"$f":"$M$54","v":0}]
[]
[]
[]
[]
[]
[]
[]
[]
[]
[]
[]
[]
[null,{"$f":"CONCATENATE(\"The following values are based on estimated rates and operating hours detailed on page 2.\")","v":"The following values are based on estimated rates and operating hours detailed on page 2."}]
[null,null,"Totals:",null,null,"Totals:"]
[null,"Est. Demand Reduction (kW) :",{"$f":"$F$46","v":0},null,"Est. Total Year 1 Cash Flow :",{"$f":"$J$86","v":0}]
[null,"Est. Energy Reduction (kWh) :",{"$f":"F47","v":0},null,"Est. Total Year 5 Cash Flow :",{"$f":"$J$87","v":0}]
[null,"Est. Annual $ Savings :",{"$f":"F48","v":0},null,"Est. Total Year 10 Cash Flow :",{"$f":"$J$88","v":0}]
[null,"Est. Project Cost :",{"$f":"$C$46","v":0},null,"Est. Total Year 15 Cash Flow :",{"$f":"$J$89","v":0}]
[null,"Est. Program Incentive :",{"$f":"$C$47","v":0}]
[]
[]
[]
[]
[]
[null,null,null,null,null,null,null,"Year 1",{"$f":"F48","v":0},{"$f":"$I86-$C$48","v":0}]
[null,null,null,null,null,null,null,"Year 5",{"$f":"$I$86*5","v":0},{"$f":"$I87-$C$48","v":0}]
[null,null,null,null,null,null,null,"Year 10",{"$f":"$I$86*10","v":0},{"$f":"$I88-$C$48","v":0}]
[null,null,null,null,null,null,null,"Year 15",{"$f":"$I$86*15","v":0},{"$f":"$I89-$C$48","v":0}]
[]
[]
[]
[]
[]
[]
[]
[]
[]
[null,"Annual Carbon Impact"]
[null,{"$f":"\"Your energy efficiency opportunity's estimated energy savings equate to an annual carbon dioxide emissions reduction of \"&TEXT(J104,\"#,###.0\")&\" metric tons, which is roughly equivalent to:\"","v":"Your energy efficiency opportunity's estimated energy savings equate to an annual carbon dioxide emissions reduction of .0 metric tons, which is roughly equivalent to:"}]
[]
[]
[]
[null,null,null,null,null,null,null,"CO2 Reduction (Tons):",null,{"$f":"F$47*0.00068956","v":0}]
[null,null,null,null,null,null,null,"CO2 Equivalency Type",null,"Equivalency"]
[null,null,null,null,null,null,null,"Acres of Forest               ",null,{"$f":"$J$104/1.22","v":0}]
[null,null,null,null,null,null,null,"Recyc Tons of Waste               ",null,{"$f":"$J$104/2.67","v":0}]
[null,null,null,null,null,null,null,"Passenger Vehicles               ",null,{"$f":"$J$104/4.8","v":0}]
[null,null,null,null,null,null,null,"Homes Worth of Elec               ",null,{"$f":"$J$104/6.68","v":0}]
[null,null,null,null,null,null,null,"Tanker Trucks of Gas               ",null,{"$f":"$J$104/75.82","v":0}]
[]
[]
[]
[null,"Project Notes"]

{"sheet":"Fixture Schedule","index":6,"n_rows":58,"n_cols":8,"rows_kept":58,"cut":false,"hidden":false,"merged":[[1,1,1,7],[2,1,2,7],[3,2,3,3]]}
[]
[null,"South Lighting Calculator Fixture Schedule Form"]
[null,"Use this form to create custom \"Fixture Schedule ID's\" tied to a standard Fixture Code that can be used in the Inventory."]
[null,"Project Name:",{"$f":"IF('Project Info'!D4=\"\",\"\",'Project Info'!D4)","v":""}]
[null,null,null,null,"From Inventory","From Below"]
[null,null,null,"Total Number of Fixtures:",{"$f":"Inventory!J123","v":0},{"$f":"SUM(F9:F58)","v":0}]
[]
[null,"Line","Fixture Schedule ID","Utility Fixture Code","W per fixture","Total Qty","Qualification","Model Description"]
[null,1,null,null,{"$f":"_xlfn.XLOOKUP(D9,'Fixture Descriptions'!A:A,'Fixture Descriptions'!H:H,0)","v":0},{"$f":"SUMIF(Inventory!$I$9:$I$108,C9,Inventory!$J$9:$J$108)","v":0}]
[null,2,null,null,{"$f":"_xlfn.XLOOKUP(D10,'Fixture Descriptions'!A:A,'Fixture Descriptions'!H:H,0)","v":0},{"$f":"SUMIF(Inventory!$I$9:$I$108,C10,Inventory!$J$9:$J$108)","v":0}]
[null,3,null,null,{"$f":"_xlfn.XLOOKUP(D11,'Fixture Descriptions'!A:A,'Fixture Descriptions'!H:H,0)","v":0},{"$f":"SUMIF(Inventory!$I$9:$I$108,C11,Inventory!$J$9:$J$108)","v":0}]
[null,4,null,null,{"$f":"_xlfn.XLOOKUP(D12,'Fixture Descriptions'!A:A,'Fixture Descriptions'!H:H,0)","v":0},{"$f":"SUMIF(Inventory!$I$9:$I$108,C12,Inventory!$J$9:$J$108)","v":0}]
[null,5,null,null,{"$f":"_xlfn.XLOOKUP(D13,'Fixture Descriptions'!A:A,'Fixture Descriptions'!H:H,0)","v":0},{"$f":"SUMIF(Inventory!$I$9:$I$108,C13,Inventory!$J$9:$J$108)","v":0}]
[null,6,null,null,{"$f":"_xlfn.XLOOKUP(D14,'Fixture Descriptions'!A:A,'Fixture Descriptions'!H:H,0)","v":0},{"$f":"SUMIF(Inventory!$I$9:$I$108,C14,Inventory!$J$9:$J$108)","v":0}]
[null,7,null,null,{"$f":"_xlfn.XLOOKUP(D15,'Fixture Descriptions'!A:A,'Fixture Descriptions'!H:H,0)","v":0},{"$f":"SUMIF(Inventory!$I$9:$I$108,C15,Inventory!$J$9:$J$108)","v":0}]
[null,8,null,null,{"$f":"_xlfn.XLOOKUP(D16,'Fixture Descriptions'!A:A,'Fixture Descriptions'!H:H,0)","v":0},{"$f":"SUMIF(Inventory!$I$9:$I$108,C16,Inventory!$J$9:$J$108)","v":0}]
[null,9,null,null,{"$f":"_xlfn.XLOOKUP(D17,'Fixture Descriptions'!A:A,'Fixture Descriptions'!H:H,0)","v":0},{"$f":"SUMIF(Inventory!$I$9:$I$108,C17,Inventory!$J$9:$J$108)","v":0}]
[null,10,null,null,{"$f":"_xlfn.XLOOKUP(D18,'Fixture Descriptions'!A:A,'Fixture Descriptions'!H:H,0)","v":0},{"$f":"SUMIF(Inventory!$I$9:$I$108,C18,Inventory!$J$9:$J$108)","v":0}]
[null,11,null,null,{"$f":"_xlfn.XLOOKUP(D19,'Fixture Descriptions'!A:A,'Fixture Descriptions'!H:H,0)","v":0},{"$f":"SUMIF(Inventory!$I$9:$I$108,C19,Inventory!$J$9:$J$108)","v":0}]
[null,12,null,null,{"$f":"_xlfn.XLOOKUP(D20,'Fixture Descriptions'!A:A,'Fixture Descriptions'!H:H,0)","v":0},{"$f":"SUMIF(Inventory!$I$9:$I$108,C20,Inventory!$J$9:$J$108)","v":0}]
[null,13,null,null,{"$f":"_xlfn.XLOOKUP(D21,'Fixture Descriptions'!A:A,'Fixture Descriptions'!H:H,0)","v":0},{"$f":"SUMIF(Inventory!$I$9:$I$108,C21,Inventory!$J$9:$J$108)","v":0}]
[null,14,null,null,{"$f":"_xlfn.XLOOKUP(D22,'Fixture Descriptions'!A:A,'Fixture Descriptions'!H:H,0)","v":0},{"$f":"SUMIF(Inventory!$I$9:$I$108,C22,Inventory!$J$9:$J$108)","v":0}]
[null,15,null,null,{"$f":"_xlfn.XLOOKUP(D23,'Fixture Descriptions'!A:A,'Fixture Descriptions'!H:H,0)","v":0},{"$f":"SUMIF(Inventory!$I$9:$I$108,C23,Inventory!$J$9:$J$108)","v":0}]
[null,16,null,null,{"$f":"_xlfn.XLOOKUP(D24,'Fixture Descriptions'!A:A,'Fixture Descriptions'!H:H,0)","v":0},{"$f":"SUMIF(Inventory!$I$9:$I$108,C24,Inventory!$J$9:$J$108)","v":0}]
[null,17,null,null,{"$f":"_xlfn.XLOOKUP(D25,'Fixture Descriptions'!A:A,'Fixture Descriptions'!H:H,0)","v":0},{"$f":"SUMIF(Inventory!$I$9:$I$108,C25,Inventory!$J$9:$J$108)","v":0}]
[null,18,null,null,{"$f":"_xlfn.XLOOKUP(D26,'Fixture Descriptions'!A:A,'Fixture Descriptions'!H:H,0)","v":0},{"$f":"SUMIF(Inventory!$I$9:$I$108,C26,Inventory!$J$9:$J$108)","v":0}]
[null,19,null,null,{"$f":"_xlfn.XLOOKUP(D27,'Fixture Descriptions'!A:A,'Fixture Descriptions'!H:H,0)","v":0},{"$f":"SUMIF(Inventory!$I$9:$I$108,C27,Inventory!$J$9:$J$108)","v":0}]
[null,20,null,null,{"$f":"_xlfn.XLOOKUP(D28,'Fixture Descriptions'!A:A,'Fixture Descriptions'!H:H,0)","v":0},{"$f":"SUMIF(Inventory!$I$9:$I$108,C28,Inventory!$J$9:$J$108)","v":0}]
[null,21,null,null,{"$f":"_xlfn.XLOOKUP(D29,'Fixture Descriptions'!A:A,'Fixture Descriptions'!H:H,0)","v":0},{"$f":"SUMIF(Inventory!$I$9:$I$108,C29,Inventory!$J$9:$J$108)","v":0}]
[null,22,null,null,{"$f":"_xlfn.XLOOKUP(D30,'Fixture Descriptions'!A:A,'Fixture Descriptions'!H:H,0)","v":0},{"$f":"SUMIF(Inventory!$I$9:$I$108,C30,Inventory!$J$9:$J$108)","v":0}]
[null,23,null,null,{"$f":"_xlfn.XLOOKUP(D31,'Fixture Descriptions'!A:A,'Fixture Descriptions'!H:H,0)","v":0},{"$f":"SUMIF(Inventory!$I$9:$I$108,C31,Inventory!$J$9:$J$108)","v":0}]
[null,24,null,null,{"$f":"_xlfn.XLOOKUP(D32,'Fixture Descriptions'!A:A,'Fixture Descriptions'!H:H,0)","v":0},{"$f":"SUMIF(Inventory!$I$9:$I$108,C32,Inventory!$J$9:$J$108)","v":0}]
[null,25,null,null,{"$f":"_xlfn.XLOOKUP(D33,'Fixture Descriptions'!A:A,'Fixture Descriptions'!H:H,0)","v":0},{"$f":"SUMIF(Inventory!$I$9:$I$108,C33,Inventory!$J$9:$J$108)","v":0}]
[null,26,null,null,{"$f":"_xlfn.XLOOKUP(D34,'Fixture Descriptions'!A:A,'Fixture Descriptions'!H:H,0)","v":0},{"$f":"SUMIF(Inventory!$I$9:$I$108,C34,Inventory!$J$9:$J$108)","v":0}]
[null,27,null,null,{"$f":"_xlfn.XLOOKUP(D35,'Fixture Descriptions'!A:A,'Fixture Descriptions'!H:H,0)","v":0},{"$f":"SUMIF(Inventory!$I$9:$I$108,C35,Inventory!$J$9:$J$108)","v":0}]
[null,28,null,null,{"$f":"_xlfn.XLOOKUP(D36,'Fixture Descriptions'!A:A,'Fixture Descriptions'!H:H,0)","v":0},{"$f":"SUMIF(Inventory!$I$9:$I$108,C36,Inventory!$J$9:$J$108)","v":0}]
[null,29,null,null,{"$f":"_xlfn.XLOOKUP(D37,'Fixture Descriptions'!A:A,'Fixture Descriptions'!H:H,0)","v":0},{"$f":"SUMIF(Inventory!$I$9:$I$108,C37,Inventory!$J$9:$J$108)","v":0}]
[null,30,null,null,{"$f":"_xlfn.XLOOKUP(D38,'Fixture Descriptions'!A:A,'Fixture Descriptions'!H:H,0)","v":0},{"$f":"SUMIF(Inventory!$I$9:$I$108,C38,Inventory!$J$9:$J$108)","v":0}]
[null,31,null,null,{"$f":"_xlfn.XLOOKUP(D39,'Fixture Descriptions'!A:A,'Fixture Descriptions'!H:H,0)","v":0},{"$f":"SUMIF(Inventory!$I$9:$I$108,C39,Inventory!$J$9:$J$108)","v":0}]
[null,32,null,null,{"$f":"_xlfn.XLOOKUP(D40,'Fixture Descriptions'!A:A,'Fixture Descriptions'!H:H,0)","v":0},{"$f":"SUMIF(Inventory!$I$9:$I$108,C40,Inventory!$J$9:$J$108)","v":0}]
[null,33,null,null,{"$f":"_xlfn.XLOOKUP(D41,'Fixture Descriptions'!A:A,'Fixture Descriptions'!H:H,0)","v":0},{"$f":"SUMIF(Inventory!$I$9:$I$108,C41,Inventory!$J$9:$J$108)","v":0}]
[null,34,null,null,{"$f":"_xlfn.XLOOKUP(D42,'Fixture Descriptions'!A:A,'Fixture Descriptions'!H:H,0)","v":0},{"$f":"SUMIF(Inventory!$I$9:$I$108,C42,Inventory!$J$9:$J$108)","v":0}]
[null,35,null,null,{"$f":"_xlfn.XLOOKUP(D43,'Fixture Descriptions'!A:A,'Fixture Descriptions'!H:H,0)","v":0},{"$f":"SUMIF(Inventory!$I$9:$I$108,C43,Inventory!$J$9:$J$108)","v":0}]
[null,36,null,null,{"$f":"_xlfn.XLOOKUP(D44,'Fixture Descriptions'!A:A,'Fixture Descriptions'!H:H,0)","v":0},{"$f":"SUMIF(Inventory!$I$9:$I$108,C44,Inventory!$J$9:$J$108)","v":0}]
[null,37,null,null,{"$f":"_xlfn.XLOOKUP(D45,'Fixture Descriptions'!A:A,'Fixture Descriptions'!H:H,0)","v":0},{"$f":"SUMIF(Inventory!$I$9:$I$108,C45,Inventory!$J$9:$J$108)","v":0}]
[null,38,null,null,{"$f":"_xlfn.XLOOKUP(D46,'Fixture Descriptions'!A:A,'Fixture Descriptions'!H:H,0)","v":0},{"$f":"SUMIF(Inventory!$I$9:$I$108,C46,Inventory!$J$9:$J$108)","v":0}]
[null,39,null,null,{"$f":"_xlfn.XLOOKUP(D47,'Fixture Descriptions'!A:A,'Fixture Descriptions'!H:H,0)","v":0},{"$f":"SUMIF(Inventory!$I$9:$I$108,C47,Inventory!$J$9:$J$108)","v":0}]
[null,40,null,null,{"$f":"_xlfn.XLOOKUP(D48,'Fixture Descriptions'!A:A,'Fixture Descriptions'!H:H,0)","v":0},{"$f":"SUMIF(Inventory!$I$9:$I$108,C48,Inventory!$J$9:$J$108)","v":0}]
[null,41,null,null,{"$f":"_xlfn.XLOOKUP(D49,'Fixture Descriptions'!A:A,'Fixture Descriptions'!H:H,0)","v":0},{"$f":"SUMIF(Inventory!$I$9:$I$108,C49,Inventory!$J$9:$J$108)","v":0}]
[null,42,null,null,{"$f":"_xlfn.XLOOKUP(D50,'Fixture Descriptions'!A:A,'Fixture Descriptions'!H:H,0)","v":0},{"$f":"SUMIF(Inventory!$I$9:$I$108,C50,Inventory!$J$9:$J$108)","v":0}]
[null,43,null,null,{"$f":"_xlfn.XLOOKUP(D51,'Fixture Descriptions'!A:A,'Fixture Descriptions'!H:H,0)","v":0},{"$f":"SUMIF(Inventory!$I$9:$I$108,C51,Inventory!$J$9:$J$108)","v":0}]
[null,44,null,null,{"$f":"_xlfn.XLOOKUP(D52,'Fixture Descriptions'!A:A,'Fixture Descriptions'!H:H,0)","v":0},{"$f":"SUMIF(Inventory!$I$9:$I$108,C52,Inventory!$J$9:$J$108)","v":0}]
[null,45,null,null,{"$f":"_xlfn.XLOOKUP(D53,'Fixture Descriptions'!A:A,'Fixture Descriptions'!H:H,0)","v":0},{"$f":"SUMIF(Inventory!$I$9:$I$108,C53,Inventory!$J$9:$J$108)","v":0}]
[null,46,null,null,{"$f":"_xlfn.XLOOKUP(D54,'Fixture Descriptions'!A:A,'Fixture Descriptions'!H:H,0)","v":0},{"$f":"SUMIF(Inventory!$I$9:$I$108,C54,Inventory!$J$9:$J$108)","v":0}]
[null,47,null,null,{"$f":"_xlfn.XLOOKUP(D55,'Fixture Descriptions'!A:A,'Fixture Descriptions'!H:H,0)","v":0},{"$f":"SUMIF(Inventory!$I$9:$I$108,C55,Inventory!$J$9:$J$108)","v":0}]
[null,48,null,null,{"$f":"_xlfn.XLOOKUP(D56,'Fixture Descriptions'!A:A,'Fixture Descriptions'!H:H,0)","v":0},{"$f":"SUMIF(Inventory!$I$9:$I$108,C56,Inventory!$J$9:$J$108)","v":0}]
[null,49,null,null,{"$f":"_xlfn.XLOOKUP(D57,'Fixture Descriptions'!A:A,'Fixture Descriptions'!H:H,0)","v":0},{"$f":"SUMIF(Inventory!$I$9:$I$108,C57,Inventory!$J$9:$J$108)","v":0}]
[null,50,null,null,{"$f":"_xlfn.XLOOKUP(D58,'Fixture Descriptions'!A:A,'Fixture Descriptions'!H:H,0)","v":0},{"$f":"SUMIF(Inventory!$I$9:$I$108,C58,Inventory!$J$9:$J$108)","v":0}]

{"sheet":"Fixture Descriptions","index":7,"n_rows":4304,"n_cols":11,"rows_kept":4304,"cut":false,"hidden":false,"merged":[]}
["FIXTURE CODE","Label","LAMP/\nFIXT","WATT/\nLAMP","Lamp Length","BALLAST","DESCRIPTION","Regulation\nWATT/\nFIXT","LAMP TYPE","LAMP\nEUL","ELIGIBILITY"]
["CUSTOM1","Custom Fixture 1","-","-","-","-",null,null,null,{"$f":"IFERROR(INDEX(J$7:J$3981,MATCH(I2,I$7:I$3981,0)),\"\")","v":""},{"$f":"IF(OR(G2=\"\",H2=\"\",I2=\"\"),\"N\",\"Y\")","v":"N"}]
["CUSTOM2","Custom Fixture 2","-","-","-","-",null,null,null,{"$f":"IFERROR(INDEX(J$7:J$3981,MATCH(I3,I$7:I$3981,0)),\"\")","v":""},{"$f":"IF(OR(G3=\"\",H3=\"\",I3=\"\"),\"N\",\"Y\")","v":"N"}]
["CUSTOM3","Custom Fixture 3","-","-","-","-",null,null,null,{"$f":"IFERROR(INDEX(J$7:J$3981,MATCH(I4,I$7:I$3981,0)),\"\")","v":""},"N"]
["CUSTOM4","Custom Fixture 4","-","-","-","-",null,null,null,{"$f":"IFERROR(INDEX(J$7:J$3981,MATCH(I5,I$7:I$3981,0)),\"\")","v":""},"N"]
["CUSTOM5","Custom Fixture 5","-","-","-","-",null,null,null,{"$f":"IFERROR(INDEX(J$7:J$3981,MATCH(I6,I$7:I$3981,0)),\"\")","v":""},"N"]
["LED001-SCRW","LED Integrated Ballast Lamp",null,1,null,"Electronic","Integrated Ballast LED, (1) 1W screw-in lamp/base, any bulb shape",1,"Integrated-ballast LED Lamps",9,"Y"]
["LED001.5-SCRW","LED Integrated Ballast Lamp",null,1.5,null,"Electronic","Integrated Ballast LED, (1) 1.5W screw-in lamp/base, any bulb shape",1.5,"Integrated-ballast LED Lamps",9,"Y"]
["LED002-SCRW","LED Integrated Ballast Lamp",null,2,null,"Electronic","Integrated Ballast LED, (1) 2W screw-in lamp/base, any bulb shape",2,"Integrated-ballast LED Lamps",9,"Y"]
["LED002.5-SCRW","LED Integrated Ballast Lamp",null,2.5,null,"Electronic","Integrated Ballast LED, (1) 2.5W screw-in lamp/base, any bulb shape",2.5,"Integrated-ballast LED Lamps",9,"Y"]
["LED003-SCRW","LED Integrated Ballast Lamp",null,3,null,"Electronic","Integrated Ballast LED, (1) 3W screw-in lamp/base, any bulb shape",3,"Integrated-ballast LED Lamps",9,"Y"]
["LED003.5-SCRW","LED Integrated Ballast Lamp",null,3.5,null,"Electronic","Integrated Ballast LED, (1) 3.5W screw-in lamp/base, any bulb shape",3.5,"Integrated-ballast LED Lamps",9,"Y"]
["LED004-SCRW","LED Integrated Ballast Lamp",null,4,null,"Electronic","Integrated Ballast LED, (1) 4W screw-in lamp/base, any bulb shape",4,"Integrated-ballast LED Lamps",9,"Y"]
["LED004.5-SCRW","LED Integrated Ballast Lamp",null,4.5,null,"Electronic","Integrated Ballast LED, (1) 4.5W screw-in lamp/base, any bulb shape",4.5,"Integrated-ballast LED Lamps",9,"Y"]
["LED005-SCRW","LED Integrated Ballast Lamp",null,5,null,"Electronic","Integrated Ballast LED, (1) 5W screw-in lamp/base, any bulb shape",5,"Integrated-ballast LED Lamps",9,"Y"]
["LED005.5-SCRW","LED Integrated Ballast Lamp",null,5.5,null,"Electronic","Integrated Ballast LED, (1) 5.5W screw-in lamp/base, any bulb shape",5.5,"Integrated-ballast LED Lamps",9,"Y"]
["LED006-SCRW","LED Integrated Ballast Lamp",null,6,null,"Electronic","Integrated Ballast LED, (1) 6W screw-in lamp/base, any bulb shape",6,"Integrated-ballast LED Lamps",9,"Y"]
["LED006.5-SCRW","LED Integrated Ballast Lamp",null,6.5,null,"Electronic","Integrated Ballast LED, (1) 6.5W screw-in lamp/base, any bulb shape",6.5,"Integrated-ballast LED Lamps",9,"Y"]
["LED007-SCRW","LED Integrated Ballast Lamp",null,7,null,"Electronic","Integrated Ballast LED, (1) 7W screw-in lamp/base, any bulb shape",7,"Integrated-ballast LED Lamps",9,"Y"]
["LED007.5-SCRW","LED Integrated Ballast Lamp",null,7.5,null,"Electronic","Integrated Ballast LED, (1) 7.5W screw-in lamp/base, any bulb shape",7.5,"Integrated-ballast LED Lamps",9,"Y"]
["LED008-SCRW","LED Integrated Ballast Lamp",null,8,null,"Electronic","Integrated Ballast LED, (1) 8W screw-in lamp/base, any bulb shape",8,"Integrated-ballast LED Lamps",9,"Y"]
["LED008.5-SCRW","LED Integrated Ballast Lamp",null,8.5,null,"Electronic","Integrated Ballast LED, (1) 8.5W screw-in lamp/base, any bulb shape",8.5,"Integrated-ballast LED Lamps",9,"Y"]
["LED009-SCRW","LED Integrated Ballast Lamp",null,9,null,"Electronic","Integrated Ballast LED, (1) 9W screw-in lamp/base, any bulb shape",9,"Integrated-ballast LED Lamps",9,"Y"]
["LED009.5-SCRW","LED Integrated Ballast Lamp",null,9.5,null,"Electronic","Integrated Ballast LED, (1) 9.5W screw-in lamp/base, any bulb shape",9.5,"Integrated-ballast LED Lamps",9,"Y"]
["LED010-SCRW","LED Integrated Ballast Lamp",null,10,null,"Electronic","Integrated Ballast LED, (1) 10W screw-in lamp/base, any bulb shape",10,"Integrated-ballast LED Lamps",9,"Y"]
["LED010.5-SCRW","LED Integrated Ballast Lamp",null,10.5,null,"Electronic","Integrated Ballast LED, (1) 10.5W screw-in lamp/base, any bulb shape",10.5,"Integrated-ballast LED Lamps",9,"Y"]
["LED011-SCRW","LED Integrated Ballast Lamp",null,11,null,"Electronic","Integrated Ballast LED, (1) 11W screw-in lamp/base, any bulb shape",11,"Integrated-ballast LED Lamps",9,"Y"]
["LED011.5-SCRW","LED Integrated Ballast Lamp",null,11.5,null,"Electronic","Integrated Ballast LED, (1) 11.5W screw-in lamp/base, any bulb shape",11.5,"Integrated-ballast LED Lamps",9,"Y"]
["LED012-SCRW","LED Integrated Ballast Lamp",null,12,null,"Electronic","Integrated Ballast LED, (1) 12W screw-in lamp/base, any bulb shape",12,"Integrated-ballast LED Lamps",9,"Y"]
["LED012.5-SCRW","LED Integrated Ballast Lamp",null,12.5,null,"Electronic","Integrated Ballast LED, (1) 12.5W screw-in lamp/base, any bulb shape",12.5,"Integrated-ballast LED Lamps",9,"Y"]
["LED013-SCRW","LED Integrated Ballast Lamp",null,13,null,"Electronic","Integrated Ballast LED, (1) 13W screw-in lamp/base, any bulb shape",13,"Integrated-ballast LED Lamps",9,"Y"]
["LED013.5-SCRW","LED Integrated Ballast Lamp",null,13.5,null,"Electronic","Integrated Ballast LED, (1) 13.5W screw-in lamp/base, any bulb shape",13.5,"Integrated-ballast LED Lamps",9,"Y"]
["LED014-SCRW","LED Integrated Ballast Lamp",null,14,null,"Electronic","Integrated Ballast LED, (1) 14W screw-in lamp/base, any bulb shape",14,"Integrated-ballast LED Lamps",9,"Y"]
["LED014.5-SCRW","LED Integrated Ballast Lamp",null,14.5,null,"Electronic","Integrated Ballast LED, (1) 14.5W screw-in lamp/base, any bulb shape",14.5,"Integrated-ballast LED Lamps",9,"Y"]
["LED015-SCRW","LED Integrated Ballast Lamp",null,15,null,"Electronic","Integrated Ballast LED, (1) 15W screw-in lamp/base, any bulb shape",15,"Integrated-ballast LED Lamps",9,"Y"]
["LED015.5-SCRW","LED Integrated Ballast Lamp",null,15.5,null,"Electronic","Integrated Ballast LED, (1) 15.5W screw-in lamp/base, any bulb shape",15.5,"Integrated-ballast LED Lamps",9,"Y"]
["LED016-SCRW","LED Integrated Ballast Lamp",null,16,null,"Electronic","Integrated Ballast LED, (1) 16W screw-in lamp/base, any bulb shape",16,"Integrated-ballast LED Lamps",9,"Y"]
["LED016.5-SCRW","LED Integrated Ballast Lamp",null,16.5,null,"Electronic","Integrated Ballast LED, (1) 16.5W screw-in lamp/base, any bulb shape",16.5,"Integrated-ballast LED Lamps",9,"Y"]
["LED017-SCRW","LED Integrated Ballast Lamp",null,17,null,"Electronic","Integrated Ballast LED, (1) 17W screw-in lamp/base, any bulb shape",17,"Integrated-ballast LED Lamps",9,"Y"]
["LED017.5-SCRW","LED Integrated Ballast Lamp",null,17.5,null,"Electronic","Integrated Ballast LED, (1) 17.5W screw-in lamp/base, any bulb shape",17.5,"Integrated-ballast LED Lamps",9,"Y"]
["LED018-SCRW","LED Integrated Ballast Lamp",null,18,null,"Electronic","Integrated Ballast LED, (1) 18W screw-in lamp/base, any bulb shape",18,"Integrated-ballast LED Lamps",9,"Y"]
["LED018.5-SCRW","LED Integrated Ballast Lamp",null,18.5,null,"Electronic","Integrated Ballast LED, (1) 18.5W screw-in lamp/base, any bulb shape",18.5,"Integrated-ballast LED Lamps",9,"Y"]
["LED019-SCRW","LED Integrated Ballast Lamp",null,19,null,"Electronic","Integrated Ballast LED, (1) 19W screw-in lamp/base, any bulb shape",19,"Integrated-ballast LED Lamps",9,"Y"]
["LED019.5-SCRW","LED Integrated Ballast Lamp",null,19.5,null,"Electronic","Integrated Ballast LED, (1) 19.5W screw-in lamp/base, any bulb shape",19.5,"Integrated-ballast LED Lamps",9,"Y"]
["LED020-SCRW","LED Integrated Ballast Lamp",null,20,null,"Electronic","Integrated Ballast LED, (1) 20W screw-in lamp/base, any bulb shape",20,"Integrated-ballast LED Lamps",9,"Y"]
["LED020.5-SCRW","LED Integrated Ballast Lamp",null,20.5,null,"Electronic","Integrated Ballast LED, (1) 20.5W screw-in lamp/base, any bulb shape",20.5,"Integrated-ballast LED Lamps",9,"Y"]
["LED021-SCRW","LED Integrated Ballast Lamp",null,21,null,"Electronic","Integrated Ballast LED, (1) 21W screw-in lamp/base, any bulb shape",21,"Integrated-ballast LED Lamps",9,"Y"]
["LED021.5-SCRW","LED Integrated Ballast Lamp",null,21.5,null,"Electronic","Integrated Ballast LED, (1) 21.5W screw-in lamp/base, any bulb shape",21.5,"Integrated-ballast LED Lamps",9,"Y"]
["LED022-SCRW","LED Integrated Ballast Lamp",null,22,null,"Electronic","Integrated Ballast LED, (1) 22W screw-in lamp/base, any bulb shape",22,"Integrated-ballast LED Lamps",9,"Y"]
["LED022.5-SCRW","LED Integrated Ballast Lamp",null,22.5,null,"Electronic","Integrated Ballast LED, (1) 22.5W screw-in lamp/base, any bulb shape",22.5,"Integrated-ballast LED Lamps",9,"Y"]
["LED023-SCRW","LED Integrated Ballast Lamp",null,23,null,"Electronic","Integrated Ballast LED, (1) 23W screw-in lamp/base, any bulb shape",23,"Integrated-ballast LED Lamps",9,"Y"]
["LED023.5-SCRW","LED Integrated Ballast Lamp",null,23.5,null,"Electronic","Integrated Ballast LED, (1) 23.5W screw-in lamp/base, any bulb shape",23.5,"Integrated-ballast LED Lamps",9,"Y"]
["LED024-SCRW","LED Integrated Ballast Lamp",null,24,null,"Electronic","Integrated Ballast LED, (1) 24W screw-in lamp/base, any bulb shape",24,"Integrated-ballast LED Lamps",9,"Y"]
["LED024.5-SCRW","LED Integrated Ballast Lamp",null,24.5,null,"Electronic","Integrated Ballast LED, (1) 24.5W screw-in lamp/base, any bulb shape",24.5,"Integrated-ballast LED Lamps",9,"Y"]
["LED025-SCRW","LED Integrated Ballast Lamp",null,25,null,"Electronic","Integrated Ballast LED, (1) 25W screw-in lamp/base, any bulb shape",25,"Integrated-ballast LED Lamps",9,"Y"]
["LED025.5-SCRW","LED Integrated Ballast Lamp",null,25.5,null,"Electronic","Integrated Ballast LED, (1) 25.5W screw-in lamp/base, any bulb shape",25.5,"Integrated-ballast LED Lamps",9,"Y"]
["LED026-SCRW","LED Integrated Ballast Lamp",null,26,null,"Electronic","Integrated Ballast LED, (1) 26W screw-in lamp/base, any bulb shape",26,"Integrated-ballast LED Lamps",9,"Y"]
["LED026.5-SCRW","LED Integrated Ballast Lamp",null,26.5,null,"Electronic","Integrated Ballast LED, (1) 26.5W screw-in lamp/base, any bulb shape",26.5,"Integrated-ballast LED Lamps",9,"Y"]
["LED027-SCRW","LED Integrated Ballast Lamp",null,27,null,"Electronic","Integrated Ballast LED, (1) 27W screw-in lamp/base, any bulb shape",27,"Integrated-ballast LED Lamps",9,"Y"]
["LED027.5-SCRW","LED Integrated Ballast Lamp",null,27.5,null,"Electronic","Integrated Ballast LED, (1) 27.5W screw-in lamp/base, any bulb shape",27.5,"Integrated-ballast LED Lamps",9,"Y"]
["LED028-SCRW","LED Integrated Ballast Lamp",null,28,null,"Electronic","Integrated Ballast LED, (1) 28W screw-in lamp/base, any bulb shape",28,"Integrated-ballast LED Lamps",9,"Y"]
["LED028.5-SCRW","LED Integrated Ballast Lamp",null,28.5,null,"Electronic","Integrated Ballast LED, (1) 28.5W screw-in lamp/base, any bulb shape",28.5,"Integrated-ballast LED Lamps",9,"Y"]
["LED029-SCRW","LED Integrated Ballast Lamp",null,29,null,"Electronic","Integrated Ballast LED, (1) 29W screw-in lamp/base, any bulb shape",29,"Integrated-ballast LED Lamps",9,"Y"]
["LED029.5-SCRW","LED Integrated Ballast Lamp",null,29.5,null,"Electronic","Integrated Ballast LED, (1) 29.5W screw-in lamp/base, any bulb shape",29.5,"Integrated-ballast LED Lamps",9,"Y"]
["LED030-SCRW","LED Integrated Ballast Lamp",null,30,null,"Electronic","Integrated Ballast LED, (1) 30W screw-in lamp/base, any bulb shape",30,"Integrated-ballast LED Lamps",9,"Y"]
["LED030.5-SCRW","LED Integrated Ballast Lamp",null,30.5,null,"Electronic","Integrated Ballast LED, (1) 30.5W screw-in lamp/base, any bulb shape",30.5,"Integrated-ballast LED Lamps",9,"Y"]
["LED031-SCRW","LED Integrated Ballast Lamp",null,31,null,"Electronic","Integrated Ballast LED, (1) 31W screw-in lamp/base, any bulb shape",31,"Integrated-ballast LED Lamps",9,"Y"]
["LED031.5-SCRW","LED Integrated Ballast Lamp",null,31.5,null,"Electronic","Integrated Ballast LED, (1) 31.5W screw-in lamp/base, any bulb shape",31.5,"Integrated-ballast LED Lamps",9,"Y"]
["LED032-SCRW","LED Integrated Ballast Lamp",null,32,null,"Electronic","Integrated Ballast LED, (1) 32W screw-in lamp/base, any bulb shape",32,"Integrated-ballast LED Lamps",9,"Y"]
["LED032.5-SCRW","LED Integrated Ballast Lamp",null,32.5,null,"Electronic","Integrated Ballast LED, (1) 32.5W screw-in lamp/base, any bulb shape",32.5,"Integrated-ballast LED Lamps",9,"Y"]
["LED033-SCRW","LED Integrated Ballast Lamp",null,33,null,"Electronic","Integrated Ballast LED, (1) 33W screw-in lamp/base, any bulb shape",33,"Integrated-ballast LED Lamps",9,"Y"]
["LED033.5-SCRW","LED Integrated Ballast Lamp",null,33.5,null,"Electronic","Integrated Ballast LED, (1) 33.5W screw-in lamp/base, any bulb shape",33.5,"Integrated-ballast LED Lamps",9,"Y"]
["LED034-SCRW","LED Integrated Ballast Lamp",null,34,null,"Electronic","Integrated Ballast LED, (1) 34W screw-in lamp/base, any bulb shape",34,"Integrated-ballast LED Lamps",9,"Y"]
["LED034.5-SCRW","LED Integrated Ballast Lamp",null,34.5,null,"Electronic","Integrated Ballast LED, (1) 34.5W screw-in lamp/base, any bulb shape",34.5,"Integrated-ballast LED Lamps",9,"Y"]
["LED035-SCRW","LED Integrated Ballast Lamp",null,35,null,"Electronic","Integrated Ballast LED, (1) 35W screw-in lamp/base, any bulb shape",35,"Integrated-ballast LED Lamps",9,"Y"]
["LED035.5-SCRW","LED Integrated Ballast Lamp",null,35.5,null,"Electronic","Integrated Ballast LED, (1) 35.5W screw-in lamp/base, any bulb shape",35.5,"Integrated-ballast LED Lamps",9,"Y"]
["LED036-SCRW","LED Integrated Ballast Lamp",null,36,null,"Electronic","Integrated Ballast LED, (1) 36W screw-in lamp/base, any bulb shape",36,"Integrated-ballast LED Lamps",9,"Y"]
["LED036.5-SCRW","LED Integrated Ballast Lamp",null,36.5,null,"Electronic","Integrated Ballast LED, (1) 36.5W screw-in lamp/base, any bulb shape",36.5,"Integrated-ballast LED Lamps",9,"Y"]
["LED037-SCRW","LED Integrated Ballast Lamp",null,37,null,"Electronic","Integrated Ballast LED, (1) 37W screw-in lamp/base, any bulb shape",37,"Integrated-ballast LED Lamps",9,"Y"]
["LED037.5-SCRW","LED Integrated Ballast Lamp",null,37.5,null,"Electronic","Integrated Ballast LED, (1) 37.5W screw-in lamp/base, any bulb shape",37.5,"Integrated-ballast LED Lamps",9,"Y"]
["LED038-SCRW","LED Integrated Ballast Lamp",null,38,null,"Electronic","Integrated Ballast LED, (1) 38W screw-in lamp/base, any bulb shape",38,"Integrated-ballast LED Lamps",9,"Y"]
["LED038.5-SCRW","LED Integrated Ballast Lamp",null,38.5,null,"Electronic","Integrated Ballast LED, (1) 38.5W screw-in lamp/base, any bulb shape",38.5,"Integrated-ballast LED Lamps",9,"Y"]
["LED039-SCRW","LED Integrated Ballast Lamp",null,39,null,"Electronic","Integrated Ballast LED, (1) 39W screw-in lamp/base, any bulb shape",39,"Integrated-ballast LED Lamps",9,"Y"]
["LED039.5-SCRW","LED Integrated Ballast Lamp",null,39.5,null,"Electronic","Integrated Ballast LED, (1) 39.5W screw-in lamp/base, any bulb shape",39.5,"Integrated-ballast LED Lamps",9,"Y"]
["LED040-SCRW","LED Integrated Ballast Lamp",null,40,null,"Electronic","Integrated Ballast LED, (1) 40W screw-in lamp/base, any bulb shape",40,"Integrated-ballast LED Lamps",9,"Y"]
["LED040.5-SCRW","LED Integrated Ballast Lamp",null,40.5,null,"Electronic","Integrated Ballast LED, (1) 40.5W screw-in lamp/base, any bulb shape",40.5,"Integrated-ballast LED Lamps",9,"Y"]
["LED041-SCRW","LED Integrated Ballast Lamp",null,41,null,"Electronic","Integrated Ballast LED, (1) 41W screw-in lamp/base, any bulb shape",41,"Integrated-ballast LED Lamps",9,"Y"]
["LED041.5-SCRW","LED Integrated Ballast Lamp",null,41.5,null,"Electronic","Integrated Ballast LED, (1) 41.5W screw-in lamp/base, any bulb shape",41.5,"Integrated-ballast LED Lamps",9,"Y"]
["LED042-SCRW","LED Integrated Ballast Lamp",null,42,null,"Electronic","Integrated Ballast LED, (1) 42W screw-in lamp/base, any bulb shape",42,"Integrated-ballast LED Lamps",9,"Y"]
["LED042.5-SCRW","LED Integrated Ballast Lamp",null,42.5,null,"Electronic","Integrated Ballast LED, (1) 42.5W screw-in lamp/base, any bulb shape",42.5,"Integrated-ballast LED Lamps",9,"Y"]
["LED043-SCRW","LED Integrated Ballast Lamp",null,43,null,"Electronic","Integrated Ballast LED, (1) 43W screw-in lamp/base, any bulb shape",43,"Integrated-ballast LED Lamps",9,"Y"]
["LED043.5-SCRW","LED Integrated Ballast Lamp",null,43.5,null,"Electronic","Integrated Ballast LED, (1) 43.5W screw-in lamp/base, any bulb shape",43.5,"Integrated-ballast LED Lamps",9,"Y"]
["LED044-SCRW","LED Integrated Ballast Lamp",null,44,null,"Electronic","Integrated Ballast LED, (1) 44W screw-in lamp/base, any bulb shape",44,"Integrated-ballast LED Lamps",9,"Y"]
["LED044.5-SCRW","LED Integrated Ballast Lamp",null,44.5,null,"Electronic","Integrated Ballast LED, (1) 44.5W screw-in lamp/base, any bulb shape",44.5,"Integrated-ballast LED Lamps",9,"Y"]
["LED045-SCRW","LED Integrated Ballast Lamp",null,45,null,"Electronic","Integrated Ballast LED, (1) 45W screw-in lamp/base, any bulb shape",45,"Integrated-ballast LED Lamps",9,"Y"]
["LED045.5-SCRW","LED Integrated Ballast Lamp",null,45.5,null,"Electronic","Integrated Ballast LED, (1) 45.5W screw-in lamp/base, any bulb shape",45.5,"Integrated-ballast LED Lamps",9,"Y"]
["LED046-SCRW","LED Integrated Ballast Lamp",null,46,null,"Electronic","Integrated Ballast LED, (1) 46W screw-in lamp/base, any bulb shape",46,"Integrated-ballast LED Lamps",9,"Y"]
["LED046.5-SCRW","LED Integrated Ballast Lamp",null,46.5,null,"Electronic","Integrated Ballast LED, (1) 46.5W screw-in lamp/base, any bulb shape",46.5,"Integrated-ballast LED Lamps",9,"Y"]
["LED047-SCRW","LED Integrated Ballast Lamp",null,47,null,"Electronic","Integrated Ballast LED, (1) 47W screw-in lamp/base, any bulb shape",47,"Integrated-ballast LED Lamps",9,"Y"]
["LED047.5-SCRW","LED Integrated Ballast Lamp",null,47.5,null,"Electronic","Integrated Ballast LED, (1) 47.5W screw-in lamp/base, any bulb shape",47.5,"Integrated-ballast LED Lamps",9,"Y"]
["LED048-SCRW","LED Integrated Ballast Lamp",null,48,null,"Electronic","Integrated Ballast LED, (1) 48W screw-in lamp/base, any bulb shape",48,"Integrated-ballast LED Lamps",9,"Y"]
["LED048.5-SCRW","LED Integrated Ballast Lamp",null,48.5,null,"Electronic","Integrated Ballast LED, (1) 48.5W screw-in lamp/base, any bulb shape",48.5,"Integrated-ballast LED Lamps",9,"Y"]
["LED049-SCRW","LED Integrated Ballast Lamp",null,49,null,"Electronic","Integrated Ballast LED, (1) 49W screw-in lamp/base, any bulb shape",49,"Integrated-ballast LED Lamps",9,"Y"]
["LED049.5-SCRW","LED Integrated Ballast Lamp",null,49.5,null,"Electronic","Integrated Ballast LED, (1) 49.5W screw-in lamp/base, any bulb shape",49.5,"Integrated-ballast LED Lamps",9,"Y"]
["LED050-SCRW","LED Integrated Ballast Lamp",null,50,null,"Electronic","Integrated Ballast LED, (1) 50W screw-in lamp/base, any bulb shape",50,"Integrated-ballast LED Lamps",9,"Y"]
["LED050.5-SCRW","LED Integrated Ballast Lamp",null,50.5,null,"Electronic","Integrated Ballast LED, (1) 50.5W screw-in lamp/base, any bulb shape",50.5,"Integrated-ballast LED Lamps",9,"Y"]
["LED051-SCRW","LED Integrated Ballast Lamp",null,51,null,"Electronic","Integrated Ballast LED, (1) 51W screw-in lamp/base, any bulb shape",51,"Integrated-ballast LED Lamps",9,"Y"]
["LED051.5-SCRW","LED Integrated Ballast Lamp",null,51.5,null,"Electronic","Integrated Ballast LED, (1) 51.5W screw-in lamp/base, any bulb shape",51.5,"Integrated-ballast LED Lamps",9,"Y"]
["LED052-SCRW","LED Integrated Ballast Lamp",null,52,null,"Electronic","Integrated Ballast LED, (1) 52W screw-in lamp/base, any bulb shape",52,"Integrated-ballast LED Lamps",9,"Y"]
["LED052.5-SCRW","LED Integrated Ballast Lamp",null,52.5,null,"Electronic","Integrated Ballast LED, (1) 52.5W screw-in lamp/base, any bulb shape",52.5,"Integrated-ballast LED Lamps",9,"Y"]
["LED053-SCRW","LED Integrated Ballast Lamp",null,53,null,"Electronic","Integrated Ballast LED, (1) 53W screw-in lamp/base, any bulb shape",53,"Integrated-ballast LED Lamps",9,"Y"]
["LED053.5-SCRW","LED Integrated Ballast Lamp",null,53.5,null,"Electronic","Integrated Ballast LED, (1) 53.5W screw-in lamp/base, any bulb shape",53.5,"Integrated-ballast LED Lamps",9,"Y"]
["LED054-SCRW","LED Integrated Ballast Lamp",null,54,null,"Electronic","Integrated Ballast LED, (1) 54W screw-in lamp/base, any bulb shape",54,"Integrated-ballast LED Lamps",9,"Y"]
["LED054.5-SCRW","LED Integrated Ballast Lamp",null,54.5,null,"Electronic","Integrated Ballast LED, (1) 54.5W screw-in lamp/base, any bulb shape",54.5,"Integrated-ballast LED Lamps",9,"Y"]
["LED055-SCRW","LED Integrated Ballast Lamp",null,55,null,"Electronic","Integrated Ballast LED, (1) 55W screw-in lamp/base, any bulb shape",55,"Integrated-ballast LED Lamps",9,"Y"]
["LED055.5-SCRW","LED Integrated Ballast Lamp",null,55.5,null,"Electronic","Integrated Ballast LED, (1) 55.5W screw-in lamp/base, any bulb shape",55.5,"Integrated-ballast LED Lamps",9,"Y"]
["LED056-SCRW","LED Integrated Ballast Lamp",null,56,null,"Electronic","Integrated Ballast LED, (1) 56W screw-in lamp/base, any bulb shape",56,"Integrated-ballast LED Lamps",9,"Y"]
["LED056.5-SCRW","LED Integrated Ballast Lamp",null,56.5,null,"Electronic","Integrated Ballast LED, (1) 56.5W screw-in lamp/base, any bulb shape",56.5,"Integrated-ballast LED Lamps",9,"Y"]
["LED057-SCRW","LED Integrated Ballast Lamp",null,57,null,"Electronic","Integrated Ballast LED, (1) 57W screw-in lamp/base, any bulb shape",57,"Integrated-ballast LED Lamps",9,"Y"]
["LED057.5-SCRW","LED Integrated Ballast Lamp",null,57.5,null,"Electronic","Integrated Ballast LED, (1) 57.5W screw-in lamp/base, any bulb shape",57.5,"Integrated-ballast LED Lamps",9,"Y"]
["LED058-SCRW","LED Integrated Ballast Lamp",null,58,null,"Electronic","Integrated Ballast LED, (1) 58W screw-in lamp/base, any bulb shape",58,"Integrated-ballast LED Lamps",9,"Y"]
["LED058.5-SCRW","LED Integrated Ballast Lamp",null,58.5,null,"Electronic","Integrated Ballast LED, (1) 58.5W screw-in lamp/base, any bulb shape",58.5,"Integrated-ballast LED Lamps",9,"Y"]
["LED059-SCRW","LED Integrated Ballast Lamp",null,59,null,"Electronic","Integrated Ballast LED, (1) 59W screw-in lamp/base, any bulb shape",59,"Integrated-ballast LED Lamps",9,"Y"]
["LED059.5-SCRW","LED Integrated Ballast Lamp",null,59.5,null,"Electronic","Integrated Ballast LED, (1) 59.5W screw-in lamp/base, any bulb shape",59.5,"Integrated-ballast LED Lamps",9,"Y"]
["LED060-SCRW","LED Integrated Ballast Lamp",null,60,null,"Electronic","Integrated Ballast LED, (1) 60W screw-in lamp/base, any bulb shape",60,"Integrated-ballast LED Lamps",9,"Y"]
["LED060.5-SCRW","LED Integrated Ballast Lamp",null,60.5,null,"Electronic","Integrated Ballast LED, (1) 60.5W screw-in lamp/base, any bulb shape",60.5,"Integrated-ballast LED Lamps",9,"Y"]
["LED061-SCRW","LED Integrated Ballast Lamp",null,61,null,"Electronic","Integrated Ballast LED, (1) 61W screw-in lamp/base, any bulb shape",61,"Integrated-ballast LED Lamps",9,"Y"]
["LED061.5-SCRW","LED Integrated Ballast Lamp",null,61.5,null,"Electronic","Integrated Ballast LED, (1) 61.5W screw-in lamp/base, any bulb shape",61.5,"Integrated-ballast LED Lamps",9,"Y"]
["LED062-SCRW","LED Integrated Ballast Lamp",null,62,null,"Electronic","Integrated Ballast LED, (1) 62W screw-in lamp/base, any bulb shape",62,"Integrated-ballast LED Lamps",9,"Y"]
["LED062.5-SCRW","LED Integrated Ballast Lamp",null,62.5,null,"Electronic","Integrated Ballast LED, (1) 62.5W screw-in lamp/base, any bulb shape",62.5,"Integrated-ballast LED Lamps",9,"Y"]
["LED063-SCRW","LED Integrated Ballast Lamp",null,63,null,"Electronic","Integrated Ballast LED, (1) 63W screw-in lamp/base, any bulb shape",63,"Integrated-ballast LED Lamps",9,"Y"]
["LED063.5-SCRW","LED Integrated Ballast Lamp",null,63.5,null,"Electronic","Integrated Ballast LED, (1) 63.5W screw-in lamp/base, any bulb shape",63.5,"Integrated-ballast LED Lamps",9,"Y"]
["LED064-SCRW","LED Integrated Ballast Lamp",null,64,null,"Electronic","Integrated Ballast LED, (1) 64W screw-in lamp/base, any bulb shape",64,"Integrated-ballast LED Lamps",9,"Y"]
["LED064.5-SCRW","LED Integrated Ballast Lamp",null,64.5,null,"Electronic","Integrated Ballast LED, (1) 64.5W screw-in lamp/base, any bulb shape",64.5,"Integrated-ballast LED Lamps",9,"Y"]
["LED065-SCRW","LED Integrated Ballast Lamp",null,65,null,"Electronic","Integrated Ballast LED, (1) 65W screw-in lamp/base, any bulb shape",65,"Integrated-ballast LED Lamps",9,"Y"]
["LED065.5-SCRW","LED Integrated Ballast Lamp",null,65.5,null,"Electronic","Integrated Ballast LED, (1) 65.5W screw-in lamp/base, any bulb shape",65.5,"Integrated-ballast LED Lamps",9,"Y"]
["LED066-SCRW","LED Integrated Ballast Lamp",null,66,null,"Electronic","Integrated Ballast LED, (1) 66W screw-in lamp/base, any bulb shape",66,"Integrated-ballast LED Lamps",9,"Y"]
["LED066.5-SCRW","LED Integrated Ballast Lamp",null,66.5,null,"Electronic","Integrated Ballast LED, (1) 66.5W screw-in lamp/base, any bulb shape",66.5,"Integrated-ballast LED Lamps",9,"Y"]
["LED067-SCRW","LED Integrated Ballast Lamp",null,67,null,"Electronic","Integrated Ballast LED, (1) 67W screw-in lamp/base, any bulb shape",67,"Integrated-ballast LED Lamps",9,"Y"]
["LED067.5-SCRW","LED Integrated Ballast Lamp",null,67.5,null,"Electronic","Integrated Ballast LED, (1) 67.5W screw-in lamp/base, any bulb shape",67.5,"Integrated-ballast LED Lamps",9,"Y"]
["LED068-SCRW","LED Integrated Ballast Lamp",null,68,null,"Electronic","Integrated Ballast LED, (1) 68W screw-in lamp/base, any bulb shape",68,"Integrated-ballast LED Lamps",9,"Y"]
["LED068.5-SCRW","LED Integrated Ballast Lamp",null,68.5,null,"Electronic","Integrated Ballast LED, (1) 68.5W screw-in lamp/base, any bulb shape",68.5,"Integrated-ballast LED Lamps",9,"Y"]
["LED069-SCRW","LED Integrated Ballast Lamp",null,69,null,"Electronic","Integrated Ballast LED, (1) 69W screw-in lamp/base, any bulb shape",69,"Integrated-ballast LED Lamps",9,"Y"]
["LED069.5-SCRW","LED Integrated Ballast Lamp",null,69.5,null,"Electronic","Integrated Ballast LED, (1) 69.5W screw-in lamp/base, any bulb shape",69.5,"Integrated-ballast LED Lamps",9,"Y"]
["LED070-SCRW","LED Integrated Ballast Lamp",null,70,null,"Electronic","Integrated Ballast LED, (1) 70W screw-in lamp/base, any bulb shape",70,"Integrated-ballast LED Lamps",9,"Y"]
["LED070.5-SCRW","LED Integrated Ballast Lamp",null,70.5,null,"Electronic","Integrated Ballast LED, (1) 70.5W screw-in lamp/base, any bulb shape",70.5,"Integrated-ballast LED Lamps",9,"Y"]
["LED071-SCRW","LED Integrated Ballast Lamp",null,71,null,"Electronic","Integrated Ballast LED, (1) 71W screw-in lamp/base, any bulb shape",71,"Integrated-ballast LED Lamps",9,"Y"]
["LED071.5-SCRW","LED Integrated Ballast Lamp",null,71.5,null,"Electronic","Integrated Ballast LED, (1) 71.5W screw-in lamp/base, any bulb shape",71.5,"Integrated-ballast LED Lamps",9,"Y"]
["LED072-SCRW","LED Integrated Ballast Lamp",null,72,null,"Electronic","Integrated Ballast LED, (1) 72W screw-in lamp/base, any bulb shape",72,"Integrated-ballast LED Lamps",9,"Y"]
["LED072.5-SCRW","LED Integrated Ballast Lamp",null,72.5,null,"Electronic","Integrated Ballast LED, (1) 72.5W screw-in lamp/base, any bulb shape",72.5,"Integrated-ballast LED Lamps",9,"Y"]
["LED073-SCRW","LED Integrated Ballast Lamp",null,73,null,"Electronic","Integrated Ballast LED, (1) 73W screw-in lamp/base, any bulb shape",73,"Integrated-ballast LED Lamps",9,"Y"]
["LED073.5-SCRW","LED Integrated Ballast Lamp",null,73.5,null,"Electronic","Integrated Ballast LED, (1) 73.5W screw-in lamp/base, any bulb shape",73.5,"Integrated-ballast LED Lamps",9,"Y"]
["LED074-SCRW","LED Integrated Ballast Lamp",null,74,null,"Electronic","Integrated Ballast LED, (1) 74W screw-in lamp/base, any bulb shape",74,"Integrated-ballast LED Lamps",9,"Y"]
["LED074.5-SCRW","LED Integrated Ballast Lamp",null,74.5,null,"Electronic","Integrated Ballast LED, (1) 74.5W screw-in lamp/base, any bulb shape",74.5,"Integrated-ballast LED Lamps",9,"Y"]
["LED075-SCRW","LED Integrated Ballast Lamp",null,75,null,"Electronic","Integrated Ballast LED, (1) 75W screw-in lamp/base, any bulb shape",75,"Integrated-ballast LED Lamps",9,"Y"]
["LED075.5-SCRW","LED Integrated Ballast Lamp",null,75.5,null,"Electronic","Integrated Ballast LED, (1) 75.5W screw-in lamp/base, any bulb shape",75.5,"Integrated-ballast LED Lamps",9,"Y"]
["LED076-SCRW","LED Integrated Ballast Lamp",null,76,null,"Electronic","Integrated Ballast LED, (1) 76W screw-in lamp/base, any bulb shape",76,"Integrated-ballast LED Lamps",9,"Y"]
["LED076.5-SCRW","LED Integrated Ballast Lamp",null,76.5,null,"Electronic","Integrated Ballast LED, (1) 76.5W screw-in lamp/base, any bulb shape",76.5,"Integrated-ballast LED Lamps",9,"Y"]
["LED077-SCRW","LED Integrated Ballast Lamp",null,77,null,"Electronic","Integrated Ballast LED, (1) 77W screw-in lamp/base, any bulb shape",77,"Integrated-ballast LED Lamps",9,"Y"]
["LED077.5-SCRW","LED Integrated Ballast Lamp",null,77.5,null,"Electronic","Integrated Ballast LED, (1) 77.5W screw-in lamp/base, any bulb shape",77.5,"Integrated-ballast LED Lamps",9,"Y"]
["LED078-SCRW","LED Integrated Ballast Lamp",null,78,null,"Electronic","Integrated Ballast LED, (1) 78W screw-in lamp/base, any bulb shape",78,"Integrated-ballast LED Lamps",9,"Y"]
["LED078.5-SCRW","LED Integrated Ballast Lamp",null,78.5,null,"Electronic","Integrated Ballast LED, (1) 78.5W screw-in lamp/base, any bulb shape",78.5,"Integrated-ballast LED Lamps",9,"Y"]
["LED079-SCRW","LED Integrated Ballast Lamp",null,79,null,"Electronic","Integrated Ballast LED, (1) 79W screw-in lamp/base, any bulb shape",79,"Integrated-ballast LED Lamps",9,"Y"]
["LED079.5-SCRW","LED Integrated Ballast Lamp",null,79.5,null,"Electronic","Integrated Ballast LED, (1) 79.5W screw-in lamp/base, any bulb shape",79.5,"Integrated-ballast LED Lamps",9,"Y"]
["LED080-SCRW","LED Integrated Ballast Lamp",null,80,null,"Electronic","Integrated Ballast LED, (1) 80W screw-in lamp/base, any bulb shape",80,"Integrated-ballast LED Lamps",9,"Y"]
["LED080.5-SCRW","LED Integrated Ballast Lamp",null,80.5,null,"Electronic","Integrated Ballast LED, (1) 80.5W screw-in lamp/base, any bulb shape",80.5,"Integrated-ballast LED Lamps",9,"Y"]
["LED081-SCRW","LED Integrated Ballast Lamp",null,81,null,"Electronic","Integrated Ballast LED, (1) 81W screw-in lamp/base, any bulb shape",81,"Integrated-ballast LED Lamps",9,"Y"]
["LED081.5-SCRW","LED Integrated Ballast Lamp",null,81.5,null,"Electronic","Integrated Ballast LED, (1) 81.5W screw-in lamp/base, any bulb shape",81.5,"Integrated-ballast LED Lamps",9,"Y"]
["LED082-SCRW","LED Integrated Ballast Lamp",null,82,null,"Electronic","Integrated Ballast LED, (1) 82W screw-in lamp/base, any bulb shape",82,"Integrated-ballast LED Lamps",9,"Y"]
["LED082.5-SCRW","LED Integrated Ballast Lamp",null,82.5,null,"Electronic","Integrated Ballast LED, (1) 82.5W screw-in lamp/base, any bulb shape",82.5,"Integrated-ballast LED Lamps",9,"Y"]
["LED083-SCRW","LED Integrated Ballast Lamp",null,83,null,"Electronic","Integrated Ballast LED, (1) 83W screw-in lamp/base, any bulb shape",83,"Integrated-ballast LED Lamps",9,"Y"]
["LED083.5-SCRW","LED Integrated Ballast Lamp",null,83.5,null,"Electronic","Integrated Ballast LED, (1) 83.5W screw-in lamp/base, any bulb shape",83.5,"Integrated-ballast LED Lamps",9,"Y"]
["LED084-SCRW","LED Integrated Ballast Lamp",null,84,null,"Electronic","Integrated Ballast LED, (1) 84W screw-in lamp/base, any bulb shape",84,"Integrated-ballast LED Lamps",9,"Y"]
["LED084.5-SCRW","LED Integrated Ballast Lamp",null,84.5,null,"Electronic","Integrated Ballast LED, (1) 84.5W screw-in lamp/base, any bulb shape",84.5,"Integrated-ballast LED Lamps",9,"Y"]
["LED085-SCRW","LED Integrated Ballast Lamp",null,85,null,"Electronic","Integrated Ballast LED, (1) 85W screw-in lamp/base, any bulb shape",85,"Integrated-ballast LED Lamps",9,"Y"]
["LED085.5-SCRW","LED Integrated Ballast Lamp",null,85.5,null,"Electronic","Integrated Ballast LED, (1) 85.5W screw-in lamp/base, any bulb shape",85.5,"Integrated-ballast LED Lamps",9,"Y"]
["LED086-SCRW","LED Integrated Ballast Lamp",null,86,null,"Electronic","Integrated Ballast LED, (1) 86W screw-in lamp/base, any bulb shape",86,"Integrated-ballast LED Lamps",9,"Y"]
["LED086.5-SCRW","LED Integrated Ballast Lamp",null,86.5,null,"Electronic","Integrated Ballast LED, (1) 86.5W screw-in lamp/base, any bulb shape",86.5,"Integrated-ballast LED Lamps",9,"Y"]
["LED087-SCRW","LED Integrated Ballast Lamp",null,87,null,"Electronic","Integrated Ballast LED, (1) 87W screw-in lamp/base, any bulb shape",87,"Integrated-ballast LED Lamps",9,"Y"]
["LED087.5-SCRW","LED Integrated Ballast Lamp",null,87.5,null,"Electronic","Integrated Ballast LED, (1) 87.5W screw-in lamp/base, any bulb shape",87.5,"Integrated-ballast LED Lamps",9,"Y"]
["LED088-SCRW","LED Integrated Ballast Lamp",null,88,null,"Electronic","Integrated Ballast LED, (1) 88W screw-in lamp/base, any bulb shape",88,"Integrated-ballast LED Lamps",9,"Y"]
["LED088.5-SCRW","LED Integrated Ballast Lamp",null,88.5,null,"Electronic","Integrated Ballast LED, (1) 88.5W screw-in lamp/base, any bulb shape",88.5,"Integrated-ballast LED Lamps",9,"Y"]
["LED089-SCRW","LED Integrated Ballast Lamp",null,89,null,"Electronic","Integrated Ballast LED, (1) 89W screw-in lamp/base, any bulb shape",89,"Integrated-ballast LED Lamps",9,"Y"]
["LED089.5-SCRW","LED Integrated Ballast Lamp",null,89.5,null,"Electronic","Integrated Ballast LED, (1) 89.5W screw-in lamp/base, any bulb shape",89.5,"Integrated-ballast LED Lamps",9,"Y"]
["LED090-SCRW","LED Integrated Ballast Lamp",null,90,null,"Electronic","Integrated Ballast LED, (1) 90W screw-in lamp/base, any bulb shape",90,"Integrated-ballast LED Lamps",9,"Y"]
["LED090.5-SCRW","LED Integrated Ballast Lamp",null,90.5,null,"Electronic","Integrated Ballast LED, (1) 90.5W screw-in lamp/base, any bulb shape",90.5,"Integrated-ballast LED Lamps",9,"Y"]
["LED091-SCRW","LED Integrated Ballast Lamp",null,91,null,"Electronic","Integrated Ballast LED, (1) 91W screw-in lamp/base, any bulb shape",91,"Integrated-ballast LED Lamps",9,"Y"]
["LED091.5-SCRW","LED Integrated Ballast Lamp",null,91.5,null,"Electronic","Integrated Ballast LED, (1) 91.5W screw-in lamp/base, any bulb shape",91.5,"Integrated-ballast LED Lamps",9,"Y"]
["LED092-SCRW","LED Integrated Ballast Lamp",null,92,null,"Electronic","Integrated Ballast LED, (1) 92W screw-in lamp/base, any bulb shape",92,"Integrated-ballast LED Lamps",9,"Y"]
["LED092.5-SCRW","LED Integrated Ballast Lamp",null,92.5,null,"Electronic","Integrated Ballast LED, (1) 92.5W screw-in lamp/base, any bulb shape",92.5,"Integrated-ballast LED Lamps",9,"Y"]
["LED093-SCRW","LED Integrated Ballast Lamp",null,93,null,"Electronic","Integrated Ballast LED, (1) 93W screw-in lamp/base, any bulb shape",93,"Integrated-ballast LED Lamps",9,"Y"]
["LED093.5-SCRW","LED Integrated Ballast Lamp",null,93.5,null,"Electronic","Integrated Ballast LED, (1) 93.5W screw-in lamp/base, any bulb shape",93.5,"Integrated-ballast LED Lamps",9,"Y"]
["LED094-SCRW","LED Integrated Ballast Lamp",null,94,null,"Electronic","Integrated Ballast LED, (1) 94W screw-in lamp/base, any bulb shape",94,"Integrated-ballast LED Lamps",9,"Y"]
["LED094.5-SCRW","LED Integrated Ballast Lamp",null,94.5,null,"Electronic","Integrated Ballast LED, (1) 94.5W screw-in lamp/base, any bulb shape",94.5,"Integrated-ballast LED Lamps",9,"Y"]
["LED095-SCRW","LED Integrated Ballast Lamp",null,95,null,"Electronic","Integrated Ballast LED, (1) 95W screw-in lamp/base, any bulb shape",95,"Integrated-ballast LED Lamps",9,"Y"]
["LED095.5-SCRW","LED Integrated Ballast Lamp",null,95.5,null,"Electronic","Integrated Ballast LED, (1) 95.5W screw-in lamp/base, any bulb shape",95.5,"Integrated-ballast LED Lamps",9,"Y"]
["LED096-SCRW","LED Integrated Ballast Lamp",null,96,null,"Electronic","Integrated Ballast LED, (1) 96W screw-in lamp/base, any bulb shape",96,"Integrated-ballast LED Lamps",9,"Y"]
["LED096.5-SCRW","LED Integrated Ballast Lamp",null,96.5,null,"Electronic","Integrated Ballast LED, (1) 96.5W screw-in lamp/base, any bulb shape",96.5,"Integrated-ballast LED Lamps",9,"Y"]
["LED097-SCRW","LED Integrated Ballast Lamp",null,97,null,"Electronic","Integrated Ballast LED, (1) 97W screw-in lamp/base, any bulb shape",97,"Integrated-ballast LED Lamps",9,"Y"]
["LED097.5-SCRW","LED Integrated Ballast Lamp",null,97.5,null,"Electronic","Integrated Ballast LED, (1) 97.5W screw-in lamp/base, any bulb shape",97.5,"Integrated-ballast LED Lamps",9,"Y"]
["LED098-SCRW","LED Integrated Ballast Lamp",null,98,null,"Electronic","Integrated Ballast LED, (1) 98W screw-in lamp/base, any bulb shape",98,"Integrated-ballast LED Lamps",9,"Y"]
["LED098.5-SCRW","LED Integrated Ballast Lamp",null,98.5,null,"Electronic","Integrated Ballast LED, (1) 98.5W screw-in lamp/base, any bulb shape",98.5,"Integrated-ballast LED Lamps",9,"Y"]
["LED099-SCRW","LED Integrated Ballast Lamp",null,99,null,"Electronic","Integrated Ballast LED, (1) 99W screw-in lamp/base, any bulb shape",99,"Integrated-ballast LED Lamps",9,"Y"]
["LED099.5-SCRW","LED Integrated Ballast Lamp",null,99.5,null,"Electronic","Integrated Ballast LED, (1) 99.5W screw-in lamp/base, any bulb shape",99.5,"Integrated-ballast LED Lamps",9,"Y"]
["LED100-SCRW","LED Integrated Ballast Lamp",null,100,null,"Electronic","Integrated Ballast LED, (1) 100W screw-in lamp/base, any bulb shape",100,"Integrated-ballast LED Lamps",9,"Y"]
["LED001-CORN","LED Integrated Ballast Lamp",null,1,null,"Electronic","Integral Corn LED, 1W screw-in lamp base, corn lamp shape, any application",1,"Integrated-ballast LED Lamps",15,"Y"]
["LED001.5-CORN","LED Integrated Ballast Lamp",null,1.5,null,"Electronic","Integral Corn LED, 1.5W screw-in lamp base, corn lamp shape, any application",1.5,"Integrated-ballast LED Lamps",15,"Y"]
["LED002-CORN","LED Integrated Ballast Lamp",null,2,null,"Electronic","Integral Corn LED, 2W screw-in lamp base, corn lamp shape, any application",2,"Integrated-ballast LED Lamps",15,"Y"]
["LED002.5-CORN","LED Integrated Ballast Lamp",null,2.5,null,"Electronic","Integral Corn LED, 2.5W screw-in lamp base, corn lamp shape, any application",2.5,"Integrated-ballast LED Lamps",15,"Y"]
["LED003-CORN","LED Integrated Ballast Lamp",null,3,null,"Electronic","Integral Corn LED, 3W screw-in lamp base, corn lamp shape, any application",3,"Integrated-ballast LED Lamps",15,"Y"]
["LED003.5-CORN","LED Integrated Ballast Lamp",null,3.5,null,"Electronic","Integral Corn LED, 3.5W screw-in lamp base, corn lamp shape, any application",3.5,"Integrated-ballast LED Lamps",15,"Y"]
["LED004-CORN","LED Integrated Ballast Lamp",null,4,null,"Electronic","Integral Corn LED, 4W screw-in lamp base, corn lamp shape, any application",4,"Integrated-ballast LED Lamps",15,"Y"]
["LED004.5-CORN","LED Integrated Ballast Lamp",null,4.5,null,"Electronic","Integral Corn LED, 4.5W screw-in lamp base, corn lamp shape, any application",4.5,"Integrated-ballast LED Lamps",15,"Y"]
["LED005-CORN","LED Integrated Ballast Lamp",null,5,null,"Electronic","Integral Corn LED, 5W screw-in lamp base, corn lamp shape, any application",5,"Integrated-ballast LED Lamps",15,"Y"]
["LED005.5-CORN","LED Integrated Ballast Lamp",null,5.5,null,"Electronic","Integral Corn LED, 5.5W screw-in lamp base, corn lamp shape, any application",5.5,"Integrated-ballast LED Lamps",15,"Y"]
["LED006-CORN","LED Integrated Ballast Lamp",null,6,null,"Electronic","Integral Corn LED, 6W screw-in lamp base, corn lamp shape, any application",6,"Integrated-ballast LED Lamps",15,"Y"]
["LED006.5-CORN","LED Integrated Ballast Lamp",null,6.5,null,"Electronic","Integral Corn LED, 6.5W screw-in lamp base, corn lamp shape, any application",6.5,"Integrated-ballast LED Lamps",15,"Y"]
["LED007-CORN","LED Integrated Ballast Lamp",null,7,null,"Electronic","Integral Corn LED, 7W screw-in lamp base, corn lamp shape, any application",7,"Integrated-ballast LED Lamps",15,"Y"]
["LED007.5-CORN","LED Integrated Ballast Lamp",null,7.5,null,"Electronic","Integral Corn LED, 7.5W screw-in lamp base, corn lamp shape, any application",7.5,"Integrated-ballast LED Lamps",15,"Y"]
["LED008-CORN","LED Integrated Ballast Lamp",null,8,null,"Electronic","Integral Corn LED, 8W screw-in lamp base, corn lamp shape, any application",8,"Integrated-ballast LED Lamps",15,"Y"]
["LED008.5-CORN","LED Integrated Ballast Lamp",null,8.5,null,"Electronic","Integral Corn LED, 8.5W screw-in lamp base, corn lamp shape, any application",8.5,"Integrated-ballast LED Lamps",15,"Y"]
["LED009-CORN","LED Integrated Ballast Lamp",null,9,null,"Electronic","Integral Corn LED, 9W screw-in lamp base, corn lamp shape, any application",9,"Integrated-ballast LED Lamps",15,"Y"]
["LED009.5-CORN","LED Integrated Ballast Lamp",null,9.5,null,"Electronic","Integral Corn LED, 9.5W screw-in lamp base, corn lamp shape, any application",9.5,"Integrated-ballast LED Lamps",15,"Y"]
["LED010-CORN","LED Integrated Ballast Lamp",null,10,null,"Electronic","Integral Corn LED, 10W screw-in lamp base, corn lamp shape, any application",10,"Integrated-ballast LED Lamps",15,"Y"]
["LED010.5-CORN","LED Integrated Ballast Lamp",null,10.5,null,"Electronic","Integral Corn LED, 10.5W screw-in lamp base, corn lamp shape, any application",10.5,"Integrated-ballast LED Lamps",15,"Y"]
["LED011-CORN","LED Integrated Ballast Lamp",null,11,null,"Electronic","Integral Corn LED, 11W screw-in lamp base, corn lamp shape, any application",11,"Integrated-ballast LED Lamps",15,"Y"]
["LED011.5-CORN","LED Integrated Ballast Lamp",null,11.5,null,"Electronic","Integral Corn LED, 11.5W screw-in lamp base, corn lamp shape, any application",11.5,"Integrated-ballast LED Lamps",15,"Y"]
["LED012-CORN","LED Integrated Ballast Lamp",null,12,null,"Electronic","Integral Corn LED, 12W screw-in lamp base, corn lamp shape, any application",12,"Integrated-ballast LED Lamps",15,"Y"]
["LED012.5-CORN","LED Integrated Ballast Lamp",null,12.5,null,"Electronic","Integral Corn LED, 12.5W screw-in lamp base, corn lamp shape, any application",12.5,"Integrated-ballast LED Lamps",15,"Y"]
["LED013-CORN","LED Integrated Ballast Lamp",null,13,null,"Electronic","Integral Corn LED, 13W screw-in lamp base, corn lamp shape, any application",13,"Integrated-ballast LED Lamps",15,"Y"]
["LED013.5-CORN","LED Integrated Ballast Lamp",null,13.5,null,"Electronic","Integral Corn LED, 13.5W screw-in lamp base, corn lamp shape, any application",13.5,"Integrated-ballast LED Lamps",15,"Y"]
["LED014-CORN","LED Integrated Ballast Lamp",null,14,null,"Electronic","Integral Corn LED, 14W screw-in lamp base, corn lamp shape, any application",14,"Integrated-ballast LED Lamps",15,"Y"]
["LED014.5-CORN","LED Integrated Ballast Lamp",null,14.5,null,"Electronic","Integral Corn LED, 14.5W screw-in lamp base, corn lamp shape, any application",14.5,"Integrated-ballast LED Lamps",15,"Y"]
["LED015-CORN","LED Integrated Ballast Lamp",null,15,null,"Electronic","Integral Corn LED, 15W screw-in lamp base, corn lamp shape, any application",15,"Integrated-ballast LED Lamps",15,"Y"]
["LED015.5-CORN","LED Integrated Ballast Lamp",null,15.5,null,"Electronic","Integral Corn LED, 15.5W screw-in lamp base, corn lamp shape, any application",15.5,"Integrated-ballast LED Lamps",15,"Y"]
["LED016-CORN","LED Integrated Ballast Lamp",null,16,null,"Electronic","Integral Corn LED, 16W screw-in lamp base, corn lamp shape, any application",16,"Integrated-ballast LED Lamps",15,"Y"]
["LED016.5-CORN","LED Integrated Ballast Lamp",null,16.5,null,"Electronic","Integral Corn LED, 16.5W screw-in lamp base, corn lamp shape, any application",16.5,"Integrated-ballast LED Lamps",15,"Y"]
["LED017-CORN","LED Integrated Ballast Lamp",null,17,null,"Electronic","Integral Corn LED, 17W screw-in lamp base, corn lamp shape, any application",17,"Integrated-ballast LED Lamps",15,"Y"]
["LED017.5-CORN","LED Integrated Ballast Lamp",null,17.5,null,"Electronic","Integral Corn LED, 17.5W screw-in lamp base, corn lamp shape, any application",17.5,"Integrated-ballast LED Lamps",15,"Y"]
["LED018-CORN","LED Integrated Ballast Lamp",null,18,null,"Electronic","Integral Corn LED, 18W screw-in lamp base, corn lamp shape, any application",18,"Integrated-ballast LED Lamps",15,"Y"]
["LED018.5-CORN","LED Integrated Ballast Lamp",null,18.5,null,"Electronic","Integral Corn LED, 18.5W screw-in lamp base, corn lamp shape, any application",18.5,"Integrated-ballast LED Lamps",15,"Y"]
["LED019-CORN","LED Integrated Ballast Lamp",null,19,null,"Electronic","Integral Corn LED, 19W screw-in lamp base, corn lamp shape, any application",19,"Integrated-ballast LED Lamps",15,"Y"]
["LED019.5-CORN","LED Integrated Ballast Lamp",null,19.5,null,"Electronic","Integral Corn LED, 19.5W screw-in lamp base, corn lamp shape, any application",19.5,"Integrated-ballast LED Lamps",15,"Y"]
["LED020-CORN","LED Integrated Ballast Lamp",null,20,null,"Electronic","Integral Corn LED, 20W screw-in lamp base, corn lamp shape, any application",20,"Integrated-ballast LED Lamps",15,"Y"]
["LED020.5-CORN","LED Integrated Ballast Lamp",null,20.5,null,"Electronic","Integral Corn LED, 20.5W screw-in lamp base, corn lamp shape, any application",20.5,"Integrated-ballast LED Lamps",15,"Y"]
["LED021-CORN","LED Integrated Ballast Lamp",null,21,null,"Electronic","Integral Corn LED, 21W screw-in lamp base, corn lamp shape, any application",21,"Integrated-ballast LED Lamps",15,"Y"]
["LED021.5-CORN","LED Integrated Ballast Lamp",null,21.5,null,"Electronic","Integral Corn LED, 21.5W screw-in lamp base, corn lamp shape, any application",21.5,"Integrated-ballast LED Lamps",15,"Y"]
["LED022-CORN","LED Integrated Ballast Lamp",null,22,null,"Electronic","Integral Corn LED, 22W screw-in lamp base, corn lamp shape, any application",22,"Integrated-ballast LED Lamps",15,"Y"]
["LED022.5-CORN","LED Integrated Ballast Lamp",null,22.5,null,"Electronic","Integral Corn LED, 22.5W screw-in lamp base, corn lamp shape, any application",22.5,"Integrated-ballast LED Lamps",15,"Y"]
["LED023-CORN","LED Integrated Ballast Lamp",null,23,null,"Electronic","Integral Corn LED, 23W screw-in lamp base, corn lamp shape, any application",23,"Integrated-ballast LED Lamps",15,"Y"]
["LED023.5-CORN","LED Integrated Ballast Lamp",null,23.5,null,"Electronic","Integral Corn LED, 23.5W screw-in lamp base, corn lamp shape, any application",23.5,"Integrated-ballast LED Lamps",15,"Y"]
["LED024-CORN","LED Integrated Ballast Lamp",null,24,null,"Electronic","Integral Corn LED, 24W screw-in lamp base, corn lamp shape, any application",24,"Integrated-ballast LED Lamps",15,"Y"]
["LED024.5-CORN","LED Integrated Ballast Lamp",null,24.5,null,"Electronic","Integral Corn LED, 24.5W screw-in lamp base, corn lamp shape, any application",24.5,"Integrated-ballast LED Lamps",15,"Y"]
["LED025-CORN","LED Integrated Ballast Lamp",null,25,null,"Electronic","Integral Corn LED, 25W screw-in lamp base, corn lamp shape, any application",25,"Integrated-ballast LED Lamps",15,"Y"]
["LED025.5-CORN","LED Integrated Ballast Lamp",null,25.5,null,"Electronic","Integral Corn LED, 25.5W screw-in lamp base, corn lamp shape, any application",25.5,"Integrated-ballast LED Lamps",15,"Y"]
["LED026-CORN","LED Integrated Ballast Lamp",null,26,null,"Electronic","Integral Corn LED, 26W screw-in lamp base, corn lamp shape, any application",26,"Integrated-ballast LED Lamps",15,"Y"]
["LED026.5-CORN","LED Integrated Ballast Lamp",null,26.5,null,"Electronic","Integral Corn LED, 26.5W screw-in lamp base, corn lamp shape, any application",26.5,"Integrated-ballast LED Lamps",15,"Y"]
["LED027-CORN","LED Integrated Ballast Lamp",null,27,null,"Electronic","Integral Corn LED, 27W screw-in lamp base, corn lamp shape, any application",27,"Integrated-ballast LED Lamps",15,"Y"]
["LED027.5-CORN","LED Integrated Ballast Lamp",null,27.5,null,"Electronic","Integral Corn LED, 27.5W screw-in lamp base, corn lamp shape, any application",27.5,"Integrated-ballast LED Lamps",15,"Y"]
["LED028-CORN","LED Integrated Ballast Lamp",null,28,null,"Electronic","Integral Corn LED, 28W screw-in lamp base, corn lamp shape, any application",28,"Integrated-ballast LED Lamps",15,"Y"]
["LED028.5-CORN","LED Integrated Ballast Lamp",null,28.5,null,"Electronic","Integral Corn LED, 28.5W screw-in lamp base, corn lamp shape, any application",28.5,"Integrated-ballast LED Lamps",15,"Y"]
["LED029-CORN","LED Integrated Ballast Lamp",null,29,null,"Electronic","Integral Corn LED, 29W screw-in lamp base, corn lamp shape, any application",29,"Integrated-ballast LED Lamps",15,"Y"]
["LED029.5-CORN","LED Integrated Ballast Lamp",null,29.5,null,"Electronic","Integral Corn LED, 29.5W screw-in lamp base, corn lamp shape, any application",29.5,"Integrated-ballast LED Lamps",15,"Y"]
["LED030-CORN","LED Integrated Ballast Lamp",null,30,null,"Electronic","Integral Corn LED, 30W screw-in lamp base, corn lamp shape, any application",30,"Integrated-ballast LED Lamps",15,"Y"]
["LED030.5-CORN","LED Integrated Ballast Lamp",null,30.5,null,"Electronic","Integral Corn LED, 30.5W screw-in lamp base, corn lamp shape, any application",30.5,"Integrated-ballast LED Lamps",15,"Y"]
["LED031-CORN","LED Integrated Ballast Lamp",null,31,null,"Electronic","Integral Corn LED, 31W screw-in lamp base, corn lamp shape, any application",31,"Integrated-ballast LED Lamps",15,"Y"]
["LED031.5-CORN","LED Integrated Ballast Lamp",null,31.5,null,"Electronic","Integral Corn LED, 31.5W screw-in lamp base, corn lamp shape, any application",31.5,"Integrated-ballast LED Lamps",15,"Y"]
["LED032-CORN","LED Integrated Ballast Lamp",null,32,null,"Electronic","Integral Corn LED, 32W screw-in lamp base, corn lamp shape, any application",32,"Integrated-ballast LED Lamps",15,"Y"]
["LED032.5-CORN","LED Integrated Ballast Lamp",null,32.5,null,"Electronic","Integral Corn LED, 32.5W screw-in lamp base, corn lamp shape, any application",32.5,"Integrated-ballast LED Lamps",15,"Y"]
["LED033-CORN","LED Integrated Ballast Lamp",null,33,null,"Electronic","Integral Corn LED, 33W screw-in lamp base, corn lamp shape, any application",33,"Integrated-ballast LED Lamps",15,"Y"]
["LED033.5-CORN","LED Integrated Ballast Lamp",null,33.5,null,"Electronic","Integral Corn LED, 33.5W screw-in lamp base, corn lamp shape, any application",33.5,"Integrated-ballast LED Lamps",15,"Y"]
["LED034-CORN","LED Integrated Ballast Lamp",null,34,null,"Electronic","Integral Corn LED, 34W screw-in lamp base, corn lamp shape, any application",34,"Integrated-ballast LED Lamps",15,"Y"]
["LED034.5-CORN","LED Integrated Ballast Lamp",null,34.5,null,"Electronic","Integral Corn LED, 34.5W screw-in lamp base, corn lamp shape, any application",34.5,"Integrated-ballast LED Lamps",15,"Y"]
["LED035-CORN","LED Integrated Ballast Lamp",null,35,null,"Electronic","Integral Corn LED, 35W screw-in lamp base, corn lamp shape, any application",35,"Integrated-ballast LED Lamps",15,"Y"]
["LED035.5-CORN","LED Integrated Ballast Lamp",null,35.5,null,"Electronic","Integral Corn LED, 35.5W screw-in lamp base, corn lamp shape, any application",35.5,"Integrated-ballast LED Lamps",15,"Y"]
["LED036-CORN","LED Integrated Ballast Lamp",null,36,null,"Electronic","Integral Corn LED, 36W screw-in lamp base, corn lamp shape, any application",36,"Integrated-ballast LED Lamps",15,"Y"]
["LED036.5-CORN","LED Integrated Ballast Lamp",null,36.5,null,"Electronic","Integral Corn LED, 36.5W screw-in lamp base, corn lamp shape, any application",36.5,"Integrated-ballast LED Lamps",15,"Y"]
["LED037-CORN","LED Integrated Ballast Lamp",null,37,null,"Electronic","Integral Corn LED, 37W screw-in lamp base, corn lamp shape, any application",37,"Integrated-ballast LED Lamps",15,"Y"]
["LED037.5-CORN","LED Integrated Ballast Lamp",null,37.5,null,"Electronic","Integral Corn LED, 37.5W screw-in lamp base, corn lamp shape, any application",37.5,"Integrated-ballast LED Lamps",15,"Y"]
["LED038-CORN","LED Integrated Ballast Lamp",null,38,null,"Electronic","Integral Corn LED, 38W screw-in lamp base, corn lamp shape, any application",38,"Integrated-ballast LED Lamps",15,"Y"]
["LED038.5-CORN","LED Integrated Ballast Lamp",null,38.5,null,"Electronic","Integral Corn LED, 38.5W screw-in lamp base, corn lamp shape, any application",38.5,"Integrated-ballast LED Lamps",15,"Y"]
["LED039-CORN","LED Integrated Ballast Lamp",null,39,null,"Electronic","Integral Corn LED, 39W screw-in lamp base, corn lamp shape, any application",39,"Integrated-ballast LED Lamps",15,"Y"]
["LED039.5-CORN","LED Integrated Ballast Lamp",null,39.5,null,"Electronic","Integral Corn LED, 39.5W screw-in lamp base, corn lamp shape, any application",39.5,"Integrated-ballast LED Lamps",15,"Y"]
["LED040-CORN","LED Integrated Ballast Lamp",null,40,null,"Electronic","Integral Corn LED, 40W screw-in lamp base, corn lamp shape, any application",40,"Integrated-ballast LED Lamps",15,"Y"]
["LED040.5-CORN","LED Integrated Ballast Lamp",null,40.5,null,"Electronic","Integral Corn LED, 40.5W screw-in lamp base, corn lamp shape, any application",40.5,"Integrated-ballast LED Lamps",15,"Y"]
["LED041-CORN","LED Integrated Ballast Lamp",null,41,null,"Electronic","Integral Corn LED, 41W screw-in lamp base, corn lamp shape, any application",41,"Integrated-ballast LED Lamps",15,"Y"]
["LED041.5-CORN","LED Integrated Ballast Lamp",null,41.5,null,"Electronic","Integral Corn LED, 41.5W screw-in lamp base, corn lamp shape, any application",41.5,"Integrated-ballast LED Lamps",15,"Y"]
["LED042-CORN","LED Integrated Ballast Lamp",null,42,null,"Electronic","Integral Corn LED, 42W screw-in lamp base, corn lamp shape, any application",42,"Integrated-ballast LED Lamps",15,"Y"]
["LED042.5-CORN","LED Integrated Ballast Lamp",null,42.5,null,"Electronic","Integral Corn LED, 42.5W screw-in lamp base, corn lamp shape, any application",42.5,"Integrated-ballast LED Lamps",15,"Y"]
["LED043-CORN","LED Integrated Ballast Lamp",null,43,null,"Electronic","Integral Corn LED, 43W screw-in lamp base, corn lamp shape, any application",43,"Integrated-ballast LED Lamps",15,"Y"]
["LED043.5-CORN","LED Integrated Ballast Lamp",null,43.5,null,"Electronic","Integral Corn LED, 43.5W screw-in lamp base, corn lamp shape, any application",43.5,"Integrated-ballast LED Lamps",15,"Y"]
["LED044-CORN","LED Integrated Ballast Lamp",null,44,null,"Electronic","Integral Corn LED, 44W screw-in lamp base, corn lamp shape, any application",44,"Integrated-ballast LED Lamps",15,"Y"]
["LED044.5-CORN","LED Integrated Ballast Lamp",null,44.5,null,"Electronic","Integral Corn LED, 44.5W screw-in lamp base, corn lamp shape, any application",44.5,"Integrated-ballast LED Lamps",15,"Y"]
["LED045-CORN","LED Integrated Ballast Lamp",null,45,null,"Electronic","Integral Corn LED, 45W screw-in lamp base, corn lamp shape, any application",45,"Integrated-ballast LED Lamps",15,"Y"]
["LED045.5-CORN","LED Integrated Ballast Lamp",null,45.5,null,"Electronic","Integral Corn LED, 45.5W screw-in lamp base, corn lamp shape, any application",45.5,"Integrated-ballast LED Lamps",15,"Y"]
["LED046-CORN","LED Integrated Ballast Lamp",null,46,null,"Electronic","Integral Corn LED, 46W screw-in lamp base, corn lamp shape, any application",46,"Integrated-ballast LED Lamps",15,"Y"]
["LED046.5-CORN","LED Integrated Ballast Lamp",null,46.5,null,"Electronic","Integral Corn LED, 46.5W screw-in lamp base, corn lamp shape, any application",46.5,"Integrated-ballast LED Lamps",15,"Y"]
["LED047-CORN","LED Integrated Ballast Lamp",null,47,null,"Electronic","Integral Corn LED, 47W screw-in lamp base, corn lamp shape, any application",47,"Integrated-ballast LED Lamps",15,"Y"]
["LED047.5-CORN","LED Integrated Ballast Lamp",null,47.5,null,"Electronic","Integral Corn LED, 47.5W screw-in lamp base, corn lamp shape, any application",47.5,"Integrated-ballast LED Lamps",15,"Y"]
["LED048-CORN","LED Integrated Ballast Lamp",null,48,null,"Electronic","Integral Corn LED, 48W screw-in lamp base, corn lamp shape, any application",48,"Integrated-ballast LED Lamps",15,"Y"]
["LED048.5-CORN","LED Integrated Ballast Lamp",null,48.5,null,"Electronic","Integral Corn LED, 48.5W screw-in lamp base, corn lamp shape, any application",48.5,"Integrated-ballast LED Lamps",15,"Y"]
["LED049-CORN","LED Integrated Ballast Lamp",null,49,null,"Electronic","Integral Corn LED, 49W screw-in lamp base, corn lamp shape, any application",49,"Integrated-ballast LED Lamps",15,"Y"]
["LED049.5-CORN","LED Integrated Ballast Lamp",null,49.5,null,"Electronic","Integral Corn LED, 49.5W screw-in lamp base, corn lamp shape, any application",49.5,"Integrated-ballast LED Lamps",15,"Y"]
["LED050-CORN","LED Integrated Ballast Lamp",null,50,null,"Electronic","Integral Corn LED, 50W screw-in lamp base, corn lamp shape, any application",50,"Integrated-ballast LED Lamps",15,"Y"]
["LED050.5-CORN","LED Integrated Ballast Lamp",null,50.5,null,"Electronic","Integral Corn LED, 50.5W screw-in lamp base, corn lamp shape, any application",50.5,"Integrated-ballast LED Lamps",15,"Y"]
["LED051-CORN","LED Integrated Ballast Lamp",null,51,null,"Electronic","Integral Corn LED, 51W screw-in lamp base, corn lamp shape, any application",51,"Integrated-ballast LED Lamps",15,"Y"]
["LED051.5-CORN","LED Integrated Ballast Lamp",null,51.5,null,"Electronic","Integral Corn LED, 51.5W screw-in lamp base, corn lamp shape, any application",51.5,"Integrated-ballast LED Lamps",15,"Y"]
["LED052-CORN","LED Integrated Ballast Lamp",null,52,null,"Electronic","Integral Corn LED, 52W screw-in lamp base, corn lamp shape, any application",52,"Integrated-ballast LED Lamps",15,"Y"]
["LED052.5-CORN","LED Integrated Ballast Lamp",null,52.5,null,"Electronic","Integral Corn LED, 52.5W screw-in lamp base, corn lamp shape, any application",52.5,"Integrated-ballast LED Lamps",15,"Y"]
["LED053-CORN","LED Integrated Ballast Lamp",null,53,null,"Electronic","Integral Corn LED, 53W screw-in lamp base, corn lamp shape, any application",53,"Integrated-ballast LED Lamps",15,"Y"]
["LED053.5-CORN","LED Integrated Ballast Lamp",null,53.5,null,"Electronic","Integral Corn LED, 53.5W screw-in lamp base, corn lamp shape, any application",53.5,"Integrated-ballast LED Lamps",15,"Y"]
["LED054-CORN","LED Integrated Ballast Lamp",null,54,null,"Electronic","Integral Corn LED, 54W screw-in lamp base, corn lamp shape, any application",54,"Integrated-ballast LED Lamps",15,"Y"]
["LED054.5-CORN","LED Integrated Ballast Lamp",null,54.5,null,"Electronic","Integral Corn LED, 54.5W screw-in lamp base, corn lamp shape, any application",54.5,"Integrated-ballast LED Lamps",15,"Y"]
["LED055-CORN","LED Integrated Ballast Lamp",null,55,null,"Electronic","Integral Corn LED, 55W screw-in lamp base, corn lamp shape, any application",55,"Integrated-ballast LED Lamps",15,"Y"]
["LED055.5-CORN","LED Integrated Ballast Lamp",null,55.5,null,"Electronic","Integral Corn LED, 55.5W screw-in lamp base, corn lamp shape, any application",55.5,"Integrated-ballast LED Lamps",15,"Y"]
["LED056-CORN","LED Integrated Ballast Lamp",null,56,null,"Electronic","Integral Corn LED, 56W screw-in lamp base, corn lamp shape, any application",56,"Integrated-ballast LED Lamps",15,"Y"]
["LED056.5-CORN","LED Integrated Ballast Lamp",null,56.5,null,"Electronic","Integral Corn LED, 56.5W screw-in lamp base, corn lamp shape, any application",56.5,"Integrated-ballast LED Lamps",15,"Y"]
["LED057-CORN","LED Integrated Ballast Lamp",null,57,null,"Electronic","Integral Corn LED, 57W screw-in lamp base, corn lamp shape, any application",57,"Integrated-ballast LED Lamps",15,"Y"]
["LED057.5-CORN","LED Integrated Ballast Lamp",null,57.5,null,"Electronic","Integral Corn LED, 57.5W screw-in lamp base, corn lamp shape, any application",57.5,"Integrated-ballast LED Lamps",15,"Y"]
["LED058-CORN","LED Integrated Ballast Lamp",null,58,null,"Electronic","Integral Corn LED, 58W screw-in lamp base, corn lamp shape, any application",58,"Integrated-ballast LED Lamps",15,"Y"]
["LED058.5-CORN","LED Integrated Ballast Lamp",null,58.5,null,"Electronic","Integral Corn LED, 58.5W screw-in lamp base, corn lamp shape, any application",58.5,"Integrated-ballast LED Lamps",15,"Y"]
["LED059-CORN","LED Integrated Ballast Lamp",null,59,null,"Electronic","Integral Corn LED, 59W screw-in lamp base, corn lamp shape, any application",59,"Integrated-ballast LED Lamps",15,"Y"]
["LED059.5-CORN","LED Integrated Ballast Lamp",null,59.5,null,"Electronic","Integral Corn LED, 59.5W screw-in lamp base, corn lamp shape, any application",59.5,"Integrated-ballast LED Lamps",15,"Y"]
["LED060-CORN","LED Integrated Ballast Lamp",null,60,null,"Electronic","Integral Corn LED, 60W screw-in lamp base, corn lamp shape, any application",60,"Integrated-ballast LED Lamps",15,"Y"]
["LED060.5-CORN","LED Integrated Ballast Lamp",null,60.5,null,"Electronic","Integral Corn LED, 60.5W screw-in lamp base, corn lamp shape, any application",60.5,"Integrated-ballast LED Lamps",15,"Y"]
["LED061-CORN","LED Integrated Ballast Lamp",null,61,null,"Electronic","Integral Corn LED, 61W screw-in lamp base, corn lamp shape, any application",61,"Integrated-ballast LED Lamps",15,"Y"]
["LED061.5-CORN","LED Integrated Ballast Lamp",null,61.5,null,"Electronic","Integral Corn LED, 61.5W screw-in lamp base, corn lamp shape, any application",61.5,"Integrated-ballast LED Lamps",15,"Y"]
["LED062-CORN","LED Integrated Ballast Lamp",null,62,null,"Electronic","Integral Corn LED, 62W screw-in lamp base, corn lamp shape, any application",62,"Integrated-ballast LED Lamps",15,"Y"]
["LED062.5-CORN","LED Integrated Ballast Lamp",null,62.5,null,"Electronic","Integral Corn LED, 62.5W screw-in lamp base, corn lamp shape, any application",62.5,"Integrated-ballast LED Lamps",15,"Y"]
["LED063-CORN","LED Integrated Ballast Lamp",null,63,null,"Electronic","Integral Corn LED, 63W screw-in lamp base, corn lamp shape, any application",63,"Integrated-ballast LED Lamps",15,"Y"]
["LED063.5-CORN","LED Integrated Ballast Lamp",null,63.5,null,"Electronic","Integral Corn LED, 63.5W screw-in lamp base, corn lamp shape, any application",63.5,"Integrated-ballast LED Lamps",15,"Y"]
["LED064-CORN","LED Integrated Ballast Lamp",null,64,null,"Electronic","Integral Corn LED, 64W screw-in lamp base, corn lamp shape, any application",64,"Integrated-ballast LED Lamps",15,"Y"]
["LED064.5-CORN","LED Integrated Ballast Lamp",null,64.5,null,"Electronic","Integral Corn LED, 64.5W screw-in lamp base, corn lamp shape, any application",64.5,"Integrated-ballast LED Lamps",15,"Y"]
["LED065-CORN","LED Integrated Ballast Lamp",null,65,null,"Electronic","Integral Corn LED, 65W screw-in lamp base, corn lamp shape, any application",65,"Integrated-ballast LED Lamps",15,"Y"]
["LED065.5-CORN","LED Integrated Ballast Lamp",null,65.5,null,"Electronic","Integral Corn LED, 65.5W screw-in lamp base, corn lamp shape, any application",65.5,"Integrated-ballast LED Lamps",15,"Y"]
["LED066-CORN","LED Integrated Ballast Lamp",null,66,null,"Electronic","Integral Corn LED, 66W screw-in lamp base, corn lamp shape, any application",66,"Integrated-ballast LED Lamps",15,"Y"]
["LED066.5-CORN","LED Integrated Ballast Lamp",null,66.5,null,"Electronic","Integral Corn LED, 66.5W screw-in lamp base, corn lamp shape, any application",66.5,"Integrated-ballast LED Lamps",15,"Y"]
["LED067-CORN","LED Integrated Ballast Lamp",null,67,null,"Electronic","Integral Corn LED, 67W screw-in lamp base, corn lamp shape, any application",67,"Integrated-ballast LED Lamps",15,"Y"]
["LED067.5-CORN","LED Integrated Ballast Lamp",null,67.5,null,"Electronic","Integral Corn LED, 67.5W screw-in lamp base, corn lamp shape, any application",67.5,"Integrated-ballast LED Lamps",15,"Y"]
["LED068-CORN","LED Integrated Ballast Lamp",null,68,null,"Electronic","Integral Corn LED, 68W screw-in lamp base, corn lamp shape, any application",68,"Integrated-ballast LED Lamps",15,"Y"]
["LED068.5-CORN","LED Integrated Ballast Lamp",null,68.5,null,"Electronic","Integral Corn LED, 68.5W screw-in lamp base, corn lamp shape, any application",68.5,"Integrated-ballast LED Lamps",15,"Y"]
["LED069-CORN","LED Integrated Ballast Lamp",null,69,null,"Electronic","Integral Corn LED, 69W screw-in lamp base, corn lamp shape, any application",69,"Integrated-ballast LED Lamps",15,"Y"]
["LED069.5-CORN","LED Integrated Ballast Lamp",null,69.5,null,"Electronic","Integral Corn LED, 69.5W screw-in lamp base, corn lamp shape, any application",69.5,"Integrated-ballast LED Lamps",15,"Y"]
["LED070-CORN","LED Integrated Ballast Lamp",null,70,null,"Electronic","Integral Corn LED, 70W screw-in lamp base, corn lamp shape, any application",70,"Integrated-ballast LED Lamps",15,"Y"]
["LED070.5-CORN","LED Integrated Ballast Lamp",null,70.5,null,"Electronic","Integral Corn LED, 70.5W screw-in lamp base, corn lamp shape, any application",70.5,"Integrated-ballast LED Lamps",15,"Y"]
["LED071-CORN","LED Integrated Ballast Lamp",null,71,null,"Electronic","Integral Corn LED, 71W screw-in lamp base, corn lamp shape, any application",71,"Integrated-ballast LED Lamps",15,"Y"]
["LED071.5-CORN","LED Integrated Ballast Lamp",null,71.5,null,"Electronic","Integral Corn LED, 71.5W screw-in lamp base, corn lamp shape, any application",71.5,"Integrated-ballast LED Lamps",15,"Y"]
["LED072-CORN","LED Integrated Ballast Lamp",null,72,null,"Electronic","Integral Corn LED, 72W screw-in lamp base, corn lamp shape, any application",72,"Integrated-ballast LED Lamps",15,"Y"]
["LED072.5-CORN","LED Integrated Ballast Lamp",null,72.5,null,"Electronic","Integral Corn LED, 72.5W screw-in lamp base, corn lamp shape, any application",72.5,"Integrated-ballast LED Lamps",15,"Y"]
["LED073-CORN","LED Integrated Ballast Lamp",null,73,null,"Electronic","Integral Corn LED, 73W screw-in lamp base, corn lamp shape, any application",73,"Integrated-ballast LED Lamps",15,"Y"]
["LED073.5-CORN","LED Integrated Ballast Lamp",null,73.5,null,"Electronic","Integral Corn LED, 73.5W screw-in lamp base, corn lamp shape, any application",73.5,"Integrated-ballast LED Lamps",15,"Y"]
["LED074-CORN","LED Integrated Ballast Lamp",null,74,null,"Electronic","Integral Corn LED, 74W screw-in lamp base, corn lamp shape, any application",74,"Integrated-ballast LED Lamps",15,"Y"]
["LED074.5-CORN","LED Integrated Ballast Lamp",null,74.5,null,"Electronic","Integral Corn LED, 74.5W screw-in lamp base, corn lamp shape, any application",74.5,"Integrated-ballast LED Lamps",15,"Y"]
["LED075-CORN","LED Integrated Ballast Lamp",null,75,null,"Electronic","Integral Corn LED, 75W screw-in lamp base, corn lamp shape, any application",75,"Integrated-ballast LED Lamps",15,"Y"]
["LED075.5-CORN","LED Integrated Ballast Lamp",null,75.5,null,"Electronic","Integral Corn LED, 75.5W screw-in lamp base, corn lamp shape, any application",75.5,"Integrated-ballast LED Lamps",15,"Y"]
["LED076-CORN","LED Integrated Ballast Lamp",null,76,null,"Electronic","Integral Corn LED, 76W screw-in lamp base, corn lamp shape, any application",76,"Integrated-ballast LED Lamps",15,"Y"]
["LED076.5-CORN","LED Integrated Ballast Lamp",null,76.5,null,"Electronic","Integral Corn LED, 76.5W screw-in lamp base, corn lamp shape, any application",76.5,"Integrated-ballast LED Lamps",15,"Y"]
["LED077-CORN","LED Integrated Ballast Lamp",null,77,null,"Electronic","Integral Corn LED, 77W screw-in lamp base, corn lamp shape, any application",77,"Integrated-ballast LED Lamps",15,"Y"]
["LED077.5-CORN","LED Integrated Ballast Lamp",null,77.5,null,"Electronic","Integral Corn LED, 77.5W screw-in lamp base, corn lamp shape, any application",77.5,"Integrated-ballast LED Lamps",15,"Y"]
["LED078-CORN","LED Integrated Ballast Lamp",null,78,null,"Electronic","Integral Corn LED, 78W screw-in lamp base, corn lamp shape, any application",78,"Integrated-ballast LED Lamps",15,"Y"]
["LED078.5-CORN","LED Integrated Ballast Lamp",null,78.5,null,"Electronic","Integral Corn LED, 78.5W screw-in lamp base, corn lamp shape, any application",78.5,"Integrated-ballast LED Lamps",15,"Y"]
["LED079-CORN","LED Integrated Ballast Lamp",null,79,null,"Electronic","Integral Corn LED, 79W screw-in lamp base, corn lamp shape, any application",79,"Integrated-ballast LED Lamps",15,"Y"]
["LED079.5-CORN","LED Integrated Ballast Lamp",null,79.5,null,"Electronic","Integral Corn LED, 79.5W screw-in lamp base, corn lamp shape, any application",79.5,"Integrated-ballast LED Lamps",15,"Y"]
["LED080-CORN","LED Integrated Ballast Lamp",null,80,null,"Electronic","Integral Corn LED, 80W screw-in lamp base, corn lamp shape, any application",80,"Integrated-ballast LED Lamps",15,"Y"]
["LED080.5-CORN","LED Integrated Ballast Lamp",null,80.5,null,"Electronic","Integral Corn LED, 80.5W screw-in lamp base, corn lamp shape, any application",80.5,"Integrated-ballast LED Lamps",15,"Y"]
["LED081-CORN","LED Integrated Ballast Lamp",null,81,null,"Electronic","Integral Corn LED, 81W screw-in lamp base, corn lamp shape, any application",81,"Integrated-ballast LED Lamps",15,"Y"]
["LED081.5-CORN","LED Integrated Ballast Lamp",null,81.5,null,"Electronic","Integral Corn LED, 81.5W screw-in lamp base, corn lamp shape, any application",81.5,"Integrated-ballast LED Lamps",15,"Y"]
["LED082-CORN","LED Integrated Ballast Lamp",null,82,null,"Electronic","Integral Corn LED, 82W screw-in lamp base, corn lamp shape, any application",82,"Integrated-ballast LED Lamps",15,"Y"]
["LED082.5-CORN","LED Integrated Ballast Lamp",null,82.5,null,"Electronic","Integral Corn LED, 82.5W screw-in lamp base, corn lamp shape, any application",82.5,"Integrated-ballast LED Lamps",15,"Y"]
["LED083-CORN","LED Integrated Ballast Lamp",null,83,null,"Electronic","Integral Corn LED, 83W screw-in lamp base, corn lamp shape, any application",83,"Integrated-ballast LED Lamps",15,"Y"]
["LED083.5-CORN","LED Integrated Ballast Lamp",null,83.5,null,"Electronic","Integral Corn LED, 83.5W screw-in lamp base, corn lamp shape, any application",83.5,"Integrated-ballast LED Lamps",15,"Y"]
["LED084-CORN","LED Integrated Ballast Lamp",null,84,null,"Electronic","Integral Corn LED, 84W screw-in lamp base, corn lamp shape, any application",84,"Integrated-ballast LED Lamps",15,"Y"]
["LED084.5-CORN","LED Integrated Ballast Lamp",null,84.5,null,"Electronic","Integral Corn LED, 84.5W screw-in lamp base, corn lamp shape, any application",84.5,"Integrated-ballast LED Lamps",15,"Y"]
["LED085-CORN","LED Integrated Ballast Lamp",null,85,null,"Electronic","Integral Corn LED, 85W screw-in lamp base, corn lamp shape, any application",85,"Integrated-ballast LED Lamps",15,"Y"]
["LED085.5-CORN","LED Integrated Ballast Lamp",null,85.5,null,"Electronic","Integral Corn LED, 85.5W screw-in lamp base, corn lamp shape, any application",85.5,"Integrated-ballast LED Lamps",15,"Y"]
["LED086-CORN","LED Integrated Ballast Lamp",null,86,null,"Electronic","Integral Corn LED, 86W screw-in lamp base, corn lamp shape, any application",86,"Integrated-ballast LED Lamps",15,"Y"]
["LED086.5-CORN","LED Integrated Ballast Lamp",null,86.5,null,"Electronic","Integral Corn LED, 86.5W screw-in lamp base, corn lamp shape, any application",86.5,"Integrated-ballast LED Lamps",15,"Y"]
["LED087-CORN","LED Integrated Ballast Lamp",null,87,null,"Electronic","Integral Corn LED, 87W screw-in lamp base, corn lamp shape, any application",87,"Integrated-ballast LED Lamps",15,"Y"]
["LED087.5-CORN","LED Integrated Ballast Lamp",null,87.5,null,"Electronic","Integral Corn LED, 87.5W screw-in lamp base, corn lamp shape, any application",87.5,"Integrated-ballast LED Lamps",15,"Y"]
["LED088-CORN","LED Integrated Ballast Lamp",null,88,null,"Electronic","Integral Corn LED, 88W screw-in lamp base, corn lamp shape, any application",88,"Integrated-ballast LED Lamps",15,"Y"]
["LED088.5-CORN","LED Integrated Ballast Lamp",null,88.5,null,"Electronic","Integral Corn LED, 88.5W screw-in lamp base, corn lamp shape, any application",88.5,"Integrated-ballast LED Lamps",15,"Y"]
["LED089-CORN","LED Integrated Ballast Lamp",null,89,null,"Electronic","Integral Corn LED, 89W screw-in lamp base, corn lamp shape, any application",89,"Integrated-ballast LED Lamps",15,"Y"]
["LED089.5-CORN","LED Integrated Ballast Lamp",null,89.5,null,"Electronic","Integral Corn LED, 89.5W screw-in lamp base, corn lamp shape, any application",89.5,"Integrated-ballast LED Lamps",15,"Y"]
["LED090-CORN","LED Integrated Ballast Lamp",null,90,null,"Electronic","Integral Corn LED, 90W screw-in lamp base, corn lamp shape, any application",90,"Integrated-ballast LED Lamps",15,"Y"]
["LED090.5-CORN","LED Integrated Ballast Lamp",null,90.5,null,"Electronic","Integral Corn LED, 90.5W screw-in lamp base, corn lamp shape, any application",90.5,"Integrated-ballast LED Lamps",15,"Y"]
["LED091-CORN","LED Integrated Ballast Lamp",null,91,null,"Electronic","Integral Corn LED, 91W screw-in lamp base, corn lamp shape, any application",91,"Integrated-ballast LED Lamps",15,"Y"]
["LED091.5-CORN","LED Integrated Ballast Lamp",null,91.5,null,"Electronic","Integral Corn LED, 91.5W screw-in lamp base, corn lamp shape, any application",91.5,"Integrated-ballast LED Lamps",15,"Y"]
["LED092-CORN","LED Integrated Ballast Lamp",null,92,null,"Electronic","Integral Corn LED, 92W screw-in lamp base, corn lamp shape, any application",92,"Integrated-ballast LED Lamps",15,"Y"]
["LED092.5-CORN","LED Integrated Ballast Lamp",null,92.5,null,"Electronic","Integral Corn LED, 92.5W screw-in lamp base, corn lamp shape, any application",92.5,"Integrated-ballast LED Lamps",15,"Y"]
["LED093-CORN","LED Integrated Ballast Lamp",null,93,null,"Electronic","Integral Corn LED, 93W screw-in lamp base, corn lamp shape, any application",93,"Integrated-ballast LED Lamps",15,"Y"]
["LED093.5-CORN","LED Integrated Ballast Lamp",null,93.5,null,"Electronic","Integral Corn LED, 93.5W screw-in lamp base, corn lamp shape, any application",93.5,"Integrated-ballast LED Lamps",15,"Y"]
["LED094-CORN","LED Integrated Ballast Lamp",null,94,null,"Electronic","Integral Corn LED, 94W screw-in lamp base, corn lamp shape, any application",94,"Integrated-ballast LED Lamps",15,"Y"]
["LED094.5-CORN","LED Integrated Ballast Lamp",null,94.5,null,"Electronic","Integral Corn LED, 94.5W screw-in lamp base, corn lamp shape, any application",94.5,"Integrated-ballast LED Lamps",15,"Y"]
["LED095-CORN","LED Integrated Ballast Lamp",null,95,null,"Electronic","Integral Corn LED, 95W screw-in lamp base, corn lamp shape, any application",95,"Integrated-ballast LED Lamps",15,"Y"]
["LED095.5-CORN","LED Integrated Ballast Lamp",null,95.5,null,"Electronic","Integral Corn LED, 95.5W screw-in lamp base, corn lamp shape, any application",95.5,"Integrated-ballast LED Lamps",15,"Y"]
["LED096-CORN","LED Integrated Ballast Lamp",null,96,null,"Electronic","Integral Corn LED, 96W screw-in lamp base, corn lamp shape, any application",96,"Integrated-ballast LED Lamps",15,"Y"]
["LED096.5-CORN","LED Integrated Ballast Lamp",null,96.5,null,"Electronic","Integral Corn LED, 96.5W screw-in lamp base, corn lamp shape, any application",96.5,"Integrated-ballast LED Lamps",15,"Y"]
["LED097-CORN","LED Integrated Ballast Lamp",null,97,null,"Electronic","Integral Corn LED, 97W screw-in lamp base, corn lamp shape, any application",97,"Integrated-ballast LED Lamps",15,"Y"]
["LED097.5-CORN","LED Integrated Ballast Lamp",null,97.5,null,"Electronic","Integral Corn LED, 97.5W screw-in lamp base, corn lamp shape, any application",97.5,"Integrated-ballast LED Lamps",15,"Y"]
["LED098-CORN","LED Integrated Ballast Lamp",null,98,null,"Electronic","Integral Corn LED, 98W screw-in lamp base, corn lamp shape, any application",98,"Integrated-ballast LED Lamps",15,"Y"]
["LED098.5-CORN","LED Integrated Ballast Lamp",null,98.5,null,"Electronic","Integral Corn LED, 98.5W screw-in lamp base, corn lamp shape, any application",98.5,"Integrated-ballast LED Lamps",15,"Y"]
["LED099-CORN","LED Integrated Ballast Lamp",null,99,null,"Electronic","Integral Corn LED, 99W screw-in lamp base, corn lamp shape, any application",99,"Integrated-ballast LED Lamps",15,"Y"]
["LED099.5-CORN","LED Integrated Ballast Lamp",null,99.5,null,"Electronic","Integral Corn LED, 99.5W screw-in lamp base, corn lamp shape, any application",99.5,"Integrated-ballast LED Lamps",15,"Y"]
["LED100-CORN","LED Integrated Ballast Lamp",null,100,null,"Electronic","Integral Corn LED, 100W screw-in lamp base, corn lamp shape, any application",100,"Integrated-ballast LED Lamps",15,"Y"]
["LED101-CORN","LED Integrated Ballast Lamp",null,101,null,"Electronic","Integral Corn LED, 101W screw-in lamp base, corn lamp shape, any application",101,"Integrated-ballast LED Lamps",15,"Y"]
["LED102-CORN","LED Integrated Ballast Lamp",null,102,null,"Electronic","Integral Corn LED, 102W screw-in lamp base, corn lamp shape, any application",102,"Integrated-ballast LED Lamps",15,"Y"]
["LED103-CORN","LED Integrated Ballast Lamp",null,103,null,"Electronic","Integral Corn LED, 103W screw-in lamp base, corn lamp shape, any application",103,"Integrated-ballast LED Lamps",15,"Y"]
["LED104-CORN","LED Integrated Ballast Lamp",null,104,null,"Electronic","Integral Corn LED, 104W screw-in lamp base, corn lamp shape, any application",104,"Integrated-ballast LED Lamps",15,"Y"]
["LED105-CORN","LED Integrated Ballast Lamp",null,105,null,"Electronic","Integral Corn LED, 105W screw-in lamp base, corn lamp shape, any application",105,"Integrated-ballast LED Lamps",15,"Y"]
["LED106-CORN","LED Integrated Ballast Lamp",null,106,null,"Electronic","Integral Corn LED, 106W screw-in lamp base, corn lamp shape, any application",106,"Integrated-ballast LED Lamps",15,"Y"]
["LED107-CORN","LED Integrated Ballast Lamp",null,107,null,"Electronic","Integral Corn LED, 107W screw-in lamp base, corn lamp shape, any application",107,"Integrated-ballast LED Lamps",15,"Y"]
["LED108-CORN","LED Integrated Ballast Lamp",null,108,null,"Electronic","Integral Corn LED, 108W screw-in lamp base, corn lamp shape, any application",108,"Integrated-ballast LED Lamps",15,"Y"]
["LED109-CORN","LED Integrated Ballast Lamp",null,109,null,"Electronic","Integral Corn LED, 109W screw-in lamp base, corn lamp shape, any application",109,"Integrated-ballast LED Lamps",15,"Y"]
["LED110-CORN","LED Integrated Ballast Lamp",null,110,null,"Electronic","Integral Corn LED, 110W screw-in lamp base, corn lamp shape, any application",110,"Integrated-ballast LED Lamps",15,"Y"]
["LED111-CORN","LED Integrated Ballast Lamp",null,111,null,"Electronic","Integral Corn LED, 111W screw-in lamp base, corn lamp shape, any application",111,"Integrated-ballast LED Lamps",15,"Y"]
["LED112-CORN","LED Integrated Ballast Lamp",null,112,null,"Electronic","Integral Corn LED, 112W screw-in lamp base, corn lamp shape, any application",112,"Integrated-ballast LED Lamps",15,"Y"]
["LED113-CORN","LED Integrated Ballast Lamp",null,113,null,"Electronic","Integral Corn LED, 113W screw-in lamp base, corn lamp shape, any application",113,"Integrated-ballast LED Lamps",15,"Y"]
["LED114-CORN","LED Integrated Ballast Lamp",null,114,null,"Electronic","Integral Corn LED, 114W screw-in lamp base, corn lamp shape, any application",114,"Integrated-ballast LED Lamps",15,"Y"]
["LED115-CORN","LED Integrated Ballast Lamp",null,115,null,"Electronic","Integral Corn LED, 115W screw-in lamp base, corn lamp shape, any application",115,"Integrated-ballast LED Lamps",15,"Y"]
["LED116-CORN","LED Integrated Ballast Lamp",null,116,null,"Electronic","Integral Corn LED, 116W screw-in lamp base, corn lamp shape, any application",116,"Integrated-ballast LED Lamps",15,"Y"]
["LED117-CORN","LED Integrated Ballast Lamp",null,117,null,"Electronic","Integral Corn LED, 117W screw-in lamp base, corn lamp shape, any application",117,"Integrated-ballast LED Lamps",15,"Y"]
["LED118-CORN","LED Integrated Ballast Lamp",null,118,null,"Electronic","Integral Corn LED, 118W screw-in lamp base, corn lamp shape, any application",118,"Integrated-ballast LED Lamps",15,"Y"]
["LED119-CORN","LED Integrated Ballast Lamp",null,119,null,"Electronic","Integral Corn LED, 119W screw-in lamp base, corn lamp shape, any application",119,"Integrated-ballast LED Lamps",15,"Y"]
["LED120-CORN","LED Integrated Ballast Lamp",null,120,null,"Electronic","Integral Corn LED, 120W screw-in lamp base, corn lamp shape, any application",120,"Integrated-ballast LED Lamps",15,"Y"]
["LED121-CORN","LED Integrated Ballast Lamp",null,121,null,"Electronic","Integral Corn LED, 121W screw-in lamp base, corn lamp shape, any application",121,"Integrated-ballast LED Lamps",15,"Y"]
["LED122-CORN","LED Integrated Ballast Lamp",null,122,null,"Electronic","Integral Corn LED, 122W screw-in lamp base, corn lamp shape, any application",122,"Integrated-ballast LED Lamps",15,"Y"]
["LED123-CORN","LED Integrated Ballast Lamp",null,123,null,"Electronic","Integral Corn LED, 123W screw-in lamp base, corn lamp shape, any application",123,"Integrated-ballast LED Lamps",15,"Y"]
["LED124-CORN","LED Integrated Ballast Lamp",null,124,null,"Electronic","Integral Corn LED, 124W screw-in lamp base, corn lamp shape, any application",124,"Integrated-ballast LED Lamps",15,"Y"]
["LED125-CORN","LED Integrated Ballast Lamp",null,125,null,"Electronic","Integral Corn LED, 125W screw-in lamp base, corn lamp shape, any application",125,"Integrated-ballast LED Lamps",15,"Y"]
["LED126-CORN","LED Integrated Ballast Lamp",null,126,null,"Electronic","Integral Corn LED, 126W screw-in lamp base, corn lamp shape, any application",126,"Integrated-ballast LED Lamps",15,"Y"]
["LED127-CORN","LED Integrated Ballast Lamp",null,127,null,"Electronic","Integral Corn LED, 127W screw-in lamp base, corn lamp shape, any application",127,"Integrated-ballast LED Lamps",15,"Y"]
["LED128-CORN","LED Integrated Ballast Lamp",null,128,null,"Electronic","Integral Corn LED, 128W screw-in lamp base, corn lamp shape, any application",128,"Integrated-ballast LED Lamps",15,"Y"]
["LED129-CORN","LED Integrated Ballast Lamp",null,129,null,"Electronic","Integral Corn LED, 129W screw-in lamp base, corn lamp shape, any application",129,"Integrated-ballast LED Lamps",15,"Y"]
["LED130-CORN","LED Integrated Ballast Lamp",null,130,null,"Electronic","Integral Corn LED, 130W screw-in lamp base, corn lamp shape, any application",130,"Integrated-ballast LED Lamps",15,"Y"]
["LED131-CORN","LED Integrated Ballast Lamp",null,131,null,"Electronic","Integral Corn LED, 131W screw-in lamp base, corn lamp shape, any application",131,"Integrated-ballast LED Lamps",15,"Y"]
["LED132-CORN","LED Integrated Ballast Lamp",null,132,null,"Electronic","Integral Corn LED, 132W screw-in lamp base, corn lamp shape, any application",132,"Integrated-ballast LED Lamps",15,"Y"]
["LED133-CORN","LED Integrated Ballast Lamp",null,133,null,"Electronic","Integral Corn LED, 133W screw-in lamp base, corn lamp shape, any application",133,"Integrated-ballast LED Lamps",15,"Y"]
["LED134-CORN","LED Integrated Ballast Lamp",null,134,null,"Electronic","Integral Corn LED, 134W screw-in lamp base, corn lamp shape, any application",134,"Integrated-ballast LED Lamps",15,"Y"]
["LED135-CORN","LED Integrated Ballast Lamp",null,135,null,"Electronic","Integral Corn LED, 135W screw-in lamp base, corn lamp shape, any application",135,"Integrated-ballast LED Lamps",15,"Y"]
["LED136-CORN","LED Integrated Ballast Lamp",null,136,null,"Electronic","Integral Corn LED, 136W screw-in lamp base, corn lamp shape, any application",136,"Integrated-ballast LED Lamps",15,"Y"]
["LED137-CORN","LED Integrated Ballast Lamp",null,137,null,"Electronic","Integral Corn LED, 137W screw-in lamp base, corn lamp shape, any application",137,"Integrated-ballast LED Lamps",15,"Y"]
["LED138-CORN","LED Integrated Ballast Lamp",null,138,null,"Electronic","Integral Corn LED, 138W screw-in lamp base, corn lamp shape, any application",138,"Integrated-ballast LED Lamps",15,"Y"]
["LED139-CORN","LED Integrated Ballast Lamp",null,139,null,"Electronic","Integral Corn LED, 139W screw-in lamp base, corn lamp shape, any application",139,"Integrated-ballast LED Lamps",15,"Y"]
["LED140-CORN","LED Integrated Ballast Lamp",null,140,null,"Electronic","Integral Corn LED, 140W screw-in lamp base, corn lamp shape, any application",140,"Integrated-ballast LED Lamps",15,"Y"]
["LED141-CORN","LED Integrated Ballast Lamp",null,141,null,"Electronic","Integral Corn LED, 141W screw-in lamp base, corn lamp shape, any application",141,"Integrated-ballast LED Lamps",15,"Y"]
["LED142-CORN","LED Integrated Ballast Lamp",null,142,null,"Electronic","Integral Corn LED, 142W screw-in lamp base, corn lamp shape, any application",142,"Integrated-ballast LED Lamps",15,"Y"]
["LED143-CORN","LED Integrated Ballast Lamp",null,143,null,"Electronic","Integral Corn LED, 143W screw-in lamp base, corn lamp shape, any application",143,"Integrated-ballast LED Lamps",15,"Y"]
["LED144-CORN","LED Integrated Ballast Lamp",null,144,null,"Electronic","Integral Corn LED, 144W screw-in lamp base, corn lamp shape, any application",144,"Integrated-ballast LED Lamps",15,"Y"]
["LED145-CORN","LED Integrated Ballast Lamp",null,145,null,"Electronic","Integral Corn LED, 145W screw-in lamp base, corn lamp shape, any application",145,"Integrated-ballast LED Lamps",15,"Y"]
["LED146-CORN","LED Integrated Ballast Lamp",null,146,null,"Electronic","Integral Corn LED, 146W screw-in lamp base, corn lamp shape, any application",146,"Integrated-ballast LED Lamps",15,"Y"]
["LED147-CORN","LED Integrated Ballast Lamp",null,147,null,"Electronic","Integral Corn LED, 147W screw-in lamp base, corn lamp shape, any application",147,"Integrated-ballast LED Lamps",15,"Y"]
["LED148-CORN","LED Integrated Ballast Lamp",null,148,null,"Electronic","Integral Corn LED, 148W screw-in lamp base, corn lamp shape, any application",148,"Integrated-ballast LED Lamps",15,"Y"]
["LED149-CORN","LED Integrated Ballast Lamp",null,149,null,"Electronic","Integral Corn LED, 149W screw-in lamp base, corn lamp shape, any application",149,"Integrated-ballast LED Lamps",15,"Y"]
["LED150-CORN","LED Integrated Ballast Lamp",null,150,null,"Electronic","Integral Corn LED, 150W screw-in lamp base, corn lamp shape, any application",150,"Integrated-ballast LED Lamps",15,"Y"]
["LED151-CORN","LED Integrated Ballast Lamp",null,151,null,"Electronic","Integral Corn LED, 151W screw-in lamp base, corn lamp shape, any application",151,"Integrated-ballast LED Lamps",15,"Y"]
["LED152-CORN","LED Integrated Ballast Lamp",null,152,null,"Electronic","Integral Corn LED, 152W screw-in lamp base, corn lamp shape, any application",152,"Integrated-ballast LED Lamps",15,"Y"]
["LED153-CORN","LED Integrated Ballast Lamp",null,153,null,"Electronic","Integral Corn LED, 153W screw-in lamp base, corn lamp shape, any application",153,"Integrated-ballast LED Lamps",15,"Y"]
["LED154-CORN","LED Integrated Ballast Lamp",null,154,null,"Electronic","Integral Corn LED, 154W screw-in lamp base, corn lamp shape, any application",154,"Integrated-ballast LED Lamps",15,"Y"]
["LED155-CORN","LED Integrated Ballast Lamp",null,155,null,"Electronic","Integral Corn LED, 155W screw-in lamp base, corn lamp shape, any application",155,"Integrated-ballast LED Lamps",15,"Y"]
["LED156-CORN","LED Integrated Ballast Lamp",null,156,null,"Electronic","Integral Corn LED, 156W screw-in lamp base, corn lamp shape, any application",156,"Integrated-ballast LED Lamps",15,"Y"]
["LED157-CORN","LED Integrated Ballast Lamp",null,157,null,"Electronic","Integral Corn LED, 157W screw-in lamp base, corn lamp shape, any application",157,"Integrated-ballast LED Lamps",15,"Y"]
["LED158-CORN","LED Integrated Ballast Lamp",null,158,null,"Electronic","Integral Corn LED, 158W screw-in lamp base, corn lamp shape, any application",158,"Integrated-ballast LED Lamps",15,"Y"]
["LED159-CORN","LED Integrated Ballast Lamp",null,159,null,"Electronic","Integral Corn LED, 159W screw-in lamp base, corn lamp shape, any application",159,"Integrated-ballast LED Lamps",15,"Y"]
["LED160-CORN","LED Integrated Ballast Lamp",null,160,null,"Electronic","Integral Corn LED, 160W screw-in lamp base, corn lamp shape, any application",160,"Integrated-ballast LED Lamps",15,"Y"]
["LED161-CORN","LED Integrated Ballast Lamp",null,161,null,"Electronic","Integral Corn LED, 161W screw-in lamp base, corn lamp shape, any application",161,"Integrated-ballast LED Lamps",15,"Y"]
["LED162-CORN","LED Integrated Ballast Lamp",null,162,null,"Electronic","Integral Corn LED, 162W screw-in lamp base, corn lamp shape, any application",162,"Integrated-ballast LED Lamps",15,"Y"]
["LED163-CORN","LED Integrated Ballast Lamp",null,163,null,"Electronic","Integral Corn LED, 163W screw-in lamp base, corn lamp shape, any application",163,"Integrated-ballast LED Lamps",15,"Y"]
["LED164-CORN","LED Integrated Ballast Lamp",null,164,null,"Electronic","Integral Corn LED, 164W screw-in lamp base, corn lamp shape, any application",164,"Integrated-ballast LED Lamps",15,"Y"]
["LED165-CORN","LED Integrated Ballast Lamp",null,165,null,"Electronic","Integral Corn LED, 165W screw-in lamp base, corn lamp shape, any application",165,"Integrated-ballast LED Lamps",15,"Y"]
["LED166-CORN","LED Integrated Ballast Lamp",null,166,null,"Electronic","Integral Corn LED, 166W screw-in lamp base, corn lamp shape, any application",166,"Integrated-ballast LED Lamps",15,"Y"]
["LED167-CORN","LED Integrated Ballast Lamp",null,167,null,"Electronic","Integral Corn LED, 167W screw-in lamp base, corn lamp shape, any application",167,"Integrated-ballast LED Lamps",15,"Y"]
["LED168-CORN","LED Integrated Ballast Lamp",null,168,null,"Electronic","Integral Corn LED, 168W screw-in lamp base, corn lamp shape, any application",168,"Integrated-ballast LED Lamps",15,"Y"]
["LED169-CORN","LED Integrated Ballast Lamp",null,169,null,"Electronic","Integral Corn LED, 169W screw-in lamp base, corn lamp shape, any application",169,"Integrated-ballast LED Lamps",15,"Y"]
["LED170-CORN","LED Integrated Ballast Lamp",null,170,null,"Electronic","Integral Corn LED, 170W screw-in lamp base, corn lamp shape, any application",170,"Integrated-ballast LED Lamps",15,"Y"]
["LED171-CORN","LED Integrated Ballast Lamp",null,171,null,"Electronic","Integral Corn LED, 171W screw-in lamp base, corn lamp shape, any application",171,"Integrated-ballast LED Lamps",15,"Y"]
["LED172-CORN","LED Integrated Ballast Lamp",null,172,null,"Electronic","Integral Corn LED, 172W screw-in lamp base, corn lamp shape, any application",172,"Integrated-ballast LED Lamps",15,"Y"]
["LED173-CORN","LED Integrated Ballast Lamp",null,173,null,"Electronic","Integral Corn LED, 173W screw-in lamp base, corn lamp shape, any application",173,"Integrated-ballast LED Lamps",15,"Y"]
["LED174-CORN","LED Integrated Ballast Lamp",null,174,null,"Electronic","Integral Corn LED, 174W screw-in lamp base, corn lamp shape, any application",174,"Integrated-ballast LED Lamps",15,"Y"]
["LED175-CORN","LED Integrated Ballast Lamp",null,175,null,"Electronic","Integral Corn LED, 175W screw-in lamp base, corn lamp shape, any application",175,"Integrated-ballast LED Lamps",15,"Y"]
["LED176-CORN","LED Integrated Ballast Lamp",null,176,null,"Electronic","Integral Corn LED, 176W screw-in lamp base, corn lamp shape, any application",176,"Integrated-ballast LED Lamps",15,"Y"]
["LED177-CORN","LED Integrated Ballast Lamp",null,177,null,"Electronic","Integral Corn LED, 177W screw-in lamp base, corn lamp shape, any application",177,"Integrated-ballast LED Lamps",15,"Y"]
["LED178-CORN","LED Integrated Ballast Lamp",null,178,null,"Electronic","Integral Corn LED, 178W screw-in lamp base, corn lamp shape, any application",178,"Integrated-ballast LED Lamps",15,"Y"]
["LED179-CORN","LED Integrated Ballast Lamp",null,179,null,"Electronic","Integral Corn LED, 179W screw-in lamp base, corn lamp shape, any application",179,"Integrated-ballast LED Lamps",15,"Y"]
["LED180-CORN","LED Integrated Ballast Lamp",null,180,null,"Electronic","Integral Corn LED, 180W screw-in lamp base, corn lamp shape, any application",180,"Integrated-ballast LED Lamps",15,"Y"]
["LED181-CORN","LED Integrated Ballast Lamp",null,181,null,"Electronic","Integral Corn LED, 181W screw-in lamp base, corn lamp shape, any application",181,"Integrated-ballast LED Lamps",15,"Y"]
["LED182-CORN","LED Integrated Ballast Lamp",null,182,null,"Electronic","Integral Corn LED, 182W screw-in lamp base, corn lamp shape, any application",182,"Integrated-ballast LED Lamps",15,"Y"]
["LED183-CORN","LED Integrated Ballast Lamp",null,183,null,"Electronic","Integral Corn LED, 183W screw-in lamp base, corn lamp shape, any application",183,"Integrated-ballast LED Lamps",15,"Y"]
["LED184-CORN","LED Integrated Ballast Lamp",null,184,null,"Electronic","Integral Corn LED, 184W screw-in lamp base, corn lamp shape, any application",184,"Integrated-ballast LED Lamps",15,"Y"]
["LED185-CORN","LED Integrated Ballast Lamp",null,185,null,"Electronic","Integral Corn LED, 185W screw-in lamp base, corn lamp shape, any application",185,"Integrated-ballast LED Lamps",15,"Y"]
["LED186-CORN","LED Integrated Ballast Lamp",null,186,null,"Electronic","Integral Corn LED, 186W screw-in lamp base, corn lamp shape, any application",186,"Integrated-ballast LED Lamps",15,"Y"]
["LED187-CORN","LED Integrated Ballast Lamp",null,187,null,"Electronic","Integral Corn LED, 187W screw-in lamp base, corn lamp shape, any application",187,"Integrated-ballast LED Lamps",15,"Y"]
["LED188-CORN","LED Integrated Ballast Lamp",null,188,null,"Electronic","Integral Corn LED, 188W screw-in lamp base, corn lamp shape, any application",188,"Integrated-ballast LED Lamps",15,"Y"]
["LED189-CORN","LED Integrated Ballast Lamp",null,189,null,"Electronic","Integral Corn LED, 189W screw-in lamp base, corn lamp shape, any application",189,"Integrated-ballast LED Lamps",15,"Y"]
["LED190-CORN","LED Integrated Ballast Lamp",null,190,null,"Electronic","Integral Corn LED, 190W screw-in lamp base, corn lamp shape, any application",190,"Integrated-ballast LED Lamps",15,"Y"]
["LED191-CORN","LED Integrated Ballast Lamp",null,191,null,"Electronic","Integral Corn LED, 191W screw-in lamp base, corn lamp shape, any application",191,"Integrated-ballast LED Lamps",15,"Y"]
["LED192-CORN","LED Integrated Ballast Lamp",null,192,null,"Electronic","Integral Corn LED, 192W screw-in lamp base, corn lamp shape, any application",192,"Integrated-ballast LED Lamps",15,"Y"]
["LED193-CORN","LED Integrated Ballast Lamp",null,193,null,"Electronic","Integral Corn LED, 193W screw-in lamp base, corn lamp shape, any application",193,"Integrated-ballast LED Lamps",15,"Y"]
["LED194-CORN","LED Integrated Ballast Lamp",null,194,null,"Electronic","Integral Corn LED, 194W screw-in lamp base, corn lamp shape, any application",194,"Integrated-ballast LED Lamps",15,"Y"]
["LED195-CORN","LED Integrated Ballast Lamp",null,195,null,"Electronic","Integral Corn LED, 195W screw-in lamp base, corn lamp shape, any application",195,"Integrated-ballast LED Lamps",15,"Y"]
["LED196-CORN","LED Integrated Ballast Lamp",null,196,null,"Electronic","Integral Corn LED, 196W screw-in lamp base, corn lamp shape, any application",196,"Integrated-ballast LED Lamps",15,"Y"]
["LED197-CORN","LED Integrated Ballast Lamp",null,197,null,"Electronic","Integral Corn LED, 197W screw-in lamp base, corn lamp shape, any application",197,"Integrated-ballast LED Lamps",15,"Y"]
["LED198-CORN","LED Integrated Ballast Lamp",null,198,null,"Electronic","Integral Corn LED, 198W screw-in lamp base, corn lamp shape, any application",198,"Integrated-ballast LED Lamps",15,"Y"]
["LED199-CORN","LED Integrated Ballast Lamp",null,199,null,"Electronic","Integral Corn LED, 199W screw-in lamp base, corn lamp shape, any application",199,"Integrated-ballast LED Lamps",15,"Y"]
["LED200-CORN","LED Integrated Ballast Lamp",null,200,null,"Electronic","Integral Corn LED, 200W screw-in lamp base, corn lamp shape, any application",200,"Integrated-ballast LED Lamps",15,"Y"]
["LED201-CORN","LED Integrated Ballast Lamp",null,201,null,"Electronic","Integral Corn LED, 201W screw-in lamp base, corn lamp shape, any application",201,"Integrated-ballast LED Lamps",15,"Y"]
["LED202-CORN","LED Integrated Ballast Lamp",null,202,null,"Electronic","Integral Corn LED, 202W screw-in lamp base, corn lamp shape, any application",202,"Integrated-ballast LED Lamps",15,"Y"]
["LED203-CORN","LED Integrated Ballast Lamp",null,203,null,"Electronic","Integral Corn LED, 203W screw-in lamp base, corn lamp shape, any application",203,"Integrated-ballast LED Lamps",15,"Y"]
["LED204-CORN","LED Integrated Ballast Lamp",null,204,null,"Electronic","Integral Corn LED, 204W screw-in lamp base, corn lamp shape, any application",204,"Integrated-ballast LED Lamps",15,"Y"]
["LED205-CORN","LED Integrated Ballast Lamp",null,205,null,"Electronic","Integral Corn LED, 205W screw-in lamp base, corn lamp shape, any application",205,"Integrated-ballast LED Lamps",15,"Y"]
["LED206-CORN","LED Integrated Ballast Lamp",null,206,null,"Electronic","Integral Corn LED, 206W screw-in lamp base, corn lamp shape, any application",206,"Integrated-ballast LED Lamps",15,"Y"]
["LED207-CORN","LED Integrated Ballast Lamp",null,207,null,"Electronic","Integral Corn LED, 207W screw-in lamp base, corn lamp shape, any application",207,"Integrated-ballast LED Lamps",15,"Y"]
["LED208-CORN","LED Integrated Ballast Lamp",null,208,null,"Electronic","Integral Corn LED, 208W screw-in lamp base, corn lamp shape, any application",208,"Integrated-ballast LED Lamps",15,"Y"]
["LED209-CORN","LED Integrated Ballast Lamp",null,209,null,"Electronic","Integral Corn LED, 209W screw-in lamp base, corn lamp shape, any application",209,"Integrated-ballast LED Lamps",15,"Y"]
["LED210-CORN","LED Integrated Ballast Lamp",null,210,null,"Electronic","Integral Corn LED, 210W screw-in lamp base, corn lamp shape, any application",210,"Integrated-ballast LED Lamps",15,"Y"]
["LED211-CORN","LED Integrated Ballast Lamp",null,211,null,"Electronic","Integral Corn LED, 211W screw-in lamp base, corn lamp shape, any application",211,"Integrated-ballast LED Lamps",15,"Y"]
["LED212-CORN","LED Integrated Ballast Lamp",null,212,null,"Electronic","Integral Corn LED, 212W screw-in lamp base, corn lamp shape, any application",212,"Integrated-ballast LED Lamps",15,"Y"]
["LED213-CORN","LED Integrated Ballast Lamp",null,213,null,"Electronic","Integral Corn LED, 213W screw-in lamp base, corn lamp shape, any application",213,"Integrated-ballast LED Lamps",15,"Y"]
["LED214-CORN","LED Integrated Ballast Lamp",null,214,null,"Electronic","Integral Corn LED, 214W screw-in lamp base, corn lamp shape, any application",214,"Integrated-ballast LED Lamps",15,"Y"]
["LED215-CORN","LED Integrated Ballast Lamp",null,215,null,"Electronic","Integral Corn LED, 215W screw-in lamp base, corn lamp shape, any application",215,"Integrated-ballast LED Lamps",15,"Y"]
["LED216-CORN","LED Integrated Ballast Lamp",null,216,null,"Electronic","Integral Corn LED, 216W screw-in lamp base, corn lamp shape, any application",216,"Integrated-ballast LED Lamps",15,"Y"]
["LED217-CORN","LED Integrated Ballast Lamp",null,217,null,"Electronic","Integral Corn LED, 217W screw-in lamp base, corn lamp shape, any application",217,"Integrated-ballast LED Lamps",15,"Y"]
["LED218-CORN","LED Integrated Ballast Lamp",null,218,null,"Electronic","Integral Corn LED, 218W screw-in lamp base, corn lamp shape, any application",218,"Integrated-ballast LED Lamps",15,"Y"]
["LED219-CORN","LED Integrated Ballast Lamp",null,219,null,"Electronic","Integral Corn LED, 219W screw-in lamp base, corn lamp shape, any application",219,"Integrated-ballast LED Lamps",15,"Y"]
["LED220-CORN","LED Integrated Ballast Lamp",null,220,null,"Electronic","Integral Corn LED, 220W screw-in lamp base, corn lamp shape, any application",220,"Integrated-ballast LED Lamps",15,"Y"]
["LED221-CORN","LED Integrated Ballast Lamp",null,221,null,"Electronic","Integral Corn LED, 221W screw-in lamp base, corn lamp shape, any application",221,"Integrated-ballast LED Lamps",15,"Y"]
["LED222-CORN","LED Integrated Ballast Lamp",null,222,null,"Electronic","Integral Corn LED, 222W screw-in lamp base, corn lamp shape, any application",222,"Integrated-ballast LED Lamps",15,"Y"]
["LED223-CORN","LED Integrated Ballast Lamp",null,223,null,"Electronic","Integral Corn LED, 223W screw-in lamp base, corn lamp shape, any application",223,"Integrated-ballast LED Lamps",15,"Y"]
["LED224-CORN","LED Integrated Ballast Lamp",null,224,null,"Electronic","Integral Corn LED, 224W screw-in lamp base, corn lamp shape, any application",224,"Integrated-ballast LED Lamps",15,"Y"]
["LED225-CORN","LED Integrated Ballast Lamp",null,225,null,"Electronic","Integral Corn LED, 225W screw-in lamp base, corn lamp shape, any application",225,"Integrated-ballast LED Lamps",15,"Y"]
["LED226-CORN","LED Integrated Ballast Lamp",null,226,null,"Electronic","Integral Corn LED, 226W screw-in lamp base, corn lamp shape, any application",226,"Integrated-ballast LED Lamps",15,"Y"]
["LED227-CORN","LED Integrated Ballast Lamp",null,227,null,"Electronic","Integral Corn LED, 227W screw-in lamp base, corn lamp shape, any application",227,"Integrated-ballast LED Lamps",15,"Y"]
["LED228-CORN","LED Integrated Ballast Lamp",null,228,null,"Electronic","Integral Corn LED, 228W screw-in lamp base, corn lamp shape, any application",228,"Integrated-ballast LED Lamps",15,"Y"]
["LED229-CORN","LED Integrated Ballast Lamp",null,229,null,"Electronic","Integral Corn LED, 229W screw-in lamp base, corn lamp shape, any application",229,"Integrated-ballast LED Lamps",15,"Y"]
["LED230-CORN","LED Integrated Ballast Lamp",null,230,null,"Electronic","Integral Corn LED, 230W screw-in lamp base, corn lamp shape, any application",230,"Integrated-ballast LED Lamps",15,"Y"]
["LED231-CORN","LED Integrated Ballast Lamp",null,231,null,"Electronic","Integral Corn LED, 231W screw-in lamp base, corn lamp shape, any application",231,"Integrated-ballast LED Lamps",15,"Y"]
["LED232-CORN","LED Integrated Ballast Lamp",null,232,null,"Electronic","Integral Corn LED, 232W screw-in lamp base, corn lamp shape, any application",232,"Integrated-ballast LED Lamps",15,"Y"]
["LED233-CORN","LED Integrated Ballast Lamp",null,233,null,"Electronic","Integral Corn LED, 233W screw-in lamp base, corn lamp shape, any application",233,"Integrated-ballast LED Lamps",15,"Y"]
["LED234-CORN","LED Integrated Ballast Lamp",null,234,null,"Electronic","Integral Corn LED, 234W screw-in lamp base, corn lamp shape, any application",234,"Integrated-ballast LED Lamps",15,"Y"]
["LED235-CORN","LED Integrated Ballast Lamp",null,235,null,"Electronic","Integral Corn LED, 235W screw-in lamp base, corn lamp shape, any application",235,"Integrated-ballast LED Lamps",15,"Y"]
["LED236-CORN","LED Integrated Ballast Lamp",null,236,null,"Electronic","Integral Corn LED, 236W screw-in lamp base, corn lamp shape, any application",236,"Integrated-ballast LED Lamps",15,"Y"]
["LED237-CORN","LED Integrated Ballast Lamp",null,237,null,"Electronic","Integral Corn LED, 237W screw-in lamp base, corn lamp shape, any application",237,"Integrated-ballast LED Lamps",15,"Y"]
["LED238-CORN","LED Integrated Ballast Lamp",null,238,null,"Electronic","Integral Corn LED, 238W screw-in lamp base, corn lamp shape, any application",238,"Integrated-ballast LED Lamps",15,"Y"]
["LED239-CORN","LED Integrated Ballast Lamp",null,239,null,"Electronic","Integral Corn LED, 239W screw-in lamp base, corn lamp shape, any application",239,"Integrated-ballast LED Lamps",15,"Y"]
["LED240-CORN","LED Integrated Ballast Lamp",null,240,null,"Electronic","Integral Corn LED, 240W screw-in lamp base, corn lamp shape, any application",240,"Integrated-ballast LED Lamps",15,"Y"]
["LED241-CORN","LED Integrated Ballast Lamp",null,241,null,"Electronic","Integral Corn LED, 241W screw-in lamp base, corn lamp shape, any application",241,"Integrated-ballast LED Lamps",15,"Y"]
["LED242-CORN","LED Integrated Ballast Lamp",null,242,null,"Electronic","Integral Corn LED, 242W screw-in lamp base, corn lamp shape, any application",242,"Integrated-ballast LED Lamps",15,"Y"]
["LED243-CORN","LED Integrated Ballast Lamp",null,243,null,"Electronic","Integral Corn LED, 243W screw-in lamp base, corn lamp shape, any application",243,"Integrated-ballast LED Lamps",15,"Y"]
["LED244-CORN","LED Integrated Ballast Lamp",null,244,null,"Electronic","Integral Corn LED, 244W screw-in lamp base, corn lamp shape, any application",244,"Integrated-ballast LED Lamps",15,"Y"]
["LED245-CORN","LED Integrated Ballast Lamp",null,245,null,"Electronic","Integral Corn LED, 245W screw-in lamp base, corn lamp shape, any application",245,"Integrated-ballast LED Lamps",15,"Y"]
["LED246-CORN","LED Integrated Ballast Lamp",null,246,null,"Electronic","Integral Corn LED, 246W screw-in lamp base, corn lamp shape, any application",246,"Integrated-ballast LED Lamps",15,"Y"]
["LED247-CORN","LED Integrated Ballast Lamp",null,247,null,"Electronic","Integral Corn LED, 247W screw-in lamp base, corn lamp shape, any application",247,"Integrated-ballast LED Lamps",15,"Y"]
["LED248-CORN","LED Integrated Ballast Lamp",null,248,null,"Electronic","Integral Corn LED, 248W screw-in lamp base, corn lamp shape, any application",248,"Integrated-ballast LED Lamps",15,"Y"]
["LED249-CORN","LED Integrated Ballast Lamp",null,249,null,"Electronic","Integral Corn LED, 249W screw-in lamp base, corn lamp shape, any application",249,"Integrated-ballast LED Lamps",15,"Y"]
["LED250-CORN","LED Integrated Ballast Lamp",null,250,null,"Electronic","Integral Corn LED, 250W screw-in lamp base, corn lamp shape, any application",250,"Integrated-ballast LED Lamps",15,"Y"]
["LED251-CORN","LED Integrated Ballast Lamp",null,251,null,"Electronic","Integral Corn LED, 251W screw-in lamp base, corn lamp shape, any application",251,"Integrated-ballast LED Lamps",15,"Y"]
["LED252-CORN","LED Integrated Ballast Lamp",null,252,null,"Electronic","Integral Corn LED, 252W screw-in lamp base, corn lamp shape, any application",252,"Integrated-ballast LED Lamps",15,"Y"]
["LED253-CORN","LED Integrated Ballast Lamp",null,253,null,"Electronic","Integral Corn LED, 253W screw-in lamp base, corn lamp shape, any application",253,"Integrated-ballast LED Lamps",15,"Y"]
["LED254-CORN","LED Integrated Ballast Lamp",null,254,null,"Electronic","Integral Corn LED, 254W screw-in lamp base, corn lamp shape, any application",254,"Integrated-ballast LED Lamps",15,"Y"]
["LED255-CORN","LED Integrated Ballast Lamp",null,255,null,"Electronic","Integral Corn LED, 255W screw-in lamp base, corn lamp shape, any application",255,"Integrated-ballast LED Lamps",15,"Y"]
["LED256-CORN","LED Integrated Ballast Lamp",null,256,null,"Electronic","Integral Corn LED, 256W screw-in lamp base, corn lamp shape, any application",256,"Integrated-ballast LED Lamps",15,"Y"]
["LED257-CORN","LED Integrated Ballast Lamp",null,257,null,"Electronic","Integral Corn LED, 257W screw-in lamp base, corn lamp shape, any application",257,"Integrated-ballast LED Lamps",15,"Y"]
["LED258-CORN","LED Integrated Ballast Lamp",null,258,null,"Electronic","Integral Corn LED, 258W screw-in lamp base, corn lamp shape, any application",258,"Integrated-ballast LED Lamps",15,"Y"]
["LED259-CORN","LED Integrated Ballast Lamp",null,259,null,"Electronic","Integral Corn LED, 259W screw-in lamp base, corn lamp shape, any application",259,"Integrated-ballast LED Lamps",15,"Y"]
["LED260-CORN","LED Integrated Ballast Lamp",null,260,null,"Electronic","Integral Corn LED, 260W screw-in lamp base, corn lamp shape, any application",260,"Integrated-ballast LED Lamps",15,"Y"]
["LED261-CORN","LED Integrated Ballast Lamp",null,261,null,"Electronic","Integral Corn LED, 261W screw-in lamp base, corn lamp shape, any application",261,"Integrated-ballast LED Lamps",15,"Y"]
["LED262-CORN","LED Integrated Ballast Lamp",null,262,null,"Electronic","Integral Corn LED, 262W screw-in lamp base, corn lamp shape, any application",262,"Integrated-ballast LED Lamps",15,"Y"]
["LED263-CORN","LED Integrated Ballast Lamp",null,263,null,"Electronic","Integral Corn LED, 263W screw-in lamp base, corn lamp shape, any application",263,"Integrated-ballast LED Lamps",15,"Y"]
["LED264-CORN","LED Integrated Ballast Lamp",null,264,null,"Electronic","Integral Corn LED, 264W screw-in lamp base, corn lamp shape, any application",264,"Integrated-ballast LED Lamps",15,"Y"]
["LED265-CORN","LED Integrated Ballast Lamp",null,265,null,"Electronic","Integral Corn LED, 265W screw-in lamp base, corn lamp shape, any application",265,"Integrated-ballast LED Lamps",15,"Y"]
["LED266-CORN","LED Integrated Ballast Lamp",null,266,null,"Electronic","Integral Corn LED, 266W screw-in lamp base, corn lamp shape, any application",266,"Integrated-ballast LED Lamps",15,"Y"]
["LED267-CORN","LED Integrated Ballast Lamp",null,267,null,"Electronic","Integral Corn LED, 267W screw-in lamp base, corn lamp shape, any application",267,"Integrated-ballast LED Lamps",15,"Y"]
["LED268-CORN","LED Integrated Ballast Lamp",null,268,null,"Electronic","Integral Corn LED, 268W screw-in lamp base, corn lamp shape, any application",268,"Integrated-ballast LED Lamps",15,"Y"]
["LED269-CORN","LED Integrated Ballast Lamp",null,269,null,"Electronic","Integral Corn LED, 269W screw-in lamp base, corn lamp shape, any application",269,"Integrated-ballast LED Lamps",15,"Y"]
["LED270-CORN","LED Integrated Ballast Lamp",null,270,null,"Electronic","Integral Corn LED, 270W screw-in lamp base, corn lamp shape, any application",270,"Integrated-ballast LED Lamps",15,"Y"]
["LED271-CORN","LED Integrated Ballast Lamp",null,271,null,"Electronic","Integral Corn LED, 271W screw-in lamp base, corn lamp shape, any application",271,"Integrated-ballast LED Lamps",15,"Y"]
["LED272-CORN","LED Integrated Ballast Lamp",null,272,null,"Electronic","Integral Corn LED, 272W screw-in lamp base, corn lamp shape, any application",272,"Integrated-ballast LED Lamps",15,"Y"]
["LED273-CORN","LED Integrated Ballast Lamp",null,273,null,"Electronic","Integral Corn LED, 273W screw-in lamp base, corn lamp shape, any application",273,"Integrated-ballast LED Lamps",15,"Y"]
["LED274-CORN","LED Integrated Ballast Lamp",null,274,null,"Electronic","Integral Corn LED, 274W screw-in lamp base, corn lamp shape, any application",274,"Integrated-ballast LED Lamps",15,"Y"]
["LED275-CORN","LED Integrated Ballast Lamp",null,275,null,"Electronic","Integral Corn LED, 275W screw-in lamp base, corn lamp shape, any application",275,"Integrated-ballast LED Lamps",15,"Y"]
["LED276-CORN","LED Integrated Ballast Lamp",null,276,null,"Electronic","Integral Corn LED, 276W screw-in lamp base, corn lamp shape, any application",276,"Integrated-ballast LED Lamps",15,"Y"]
["LED277-CORN","LED Integrated Ballast Lamp",null,277,null,"Electronic","Integral Corn LED, 277W screw-in lamp base, corn lamp shape, any application",277,"Integrated-ballast LED Lamps",15,"Y"]
["LED278-CORN","LED Integrated Ballast Lamp",null,278,null,"Electronic","Integral Corn LED, 278W screw-in lamp base, corn lamp shape, any application",278,"Integrated-ballast LED Lamps",15,"Y"]
["LED279-CORN","LED Integrated Ballast Lamp",null,279,null,"Electronic","Integral Corn LED, 279W screw-in lamp base, corn lamp shape, any application",279,"Integrated-ballast LED Lamps",15,"Y"]
["LED280-CORN","LED Integrated Ballast Lamp",null,280,null,"Electronic","Integral Corn LED, 280W screw-in lamp base, corn lamp shape, any application",280,"Integrated-ballast LED Lamps",15,"Y"]
["LED281-CORN","LED Integrated Ballast Lamp",null,281,null,"Electronic","Integral Corn LED, 281W screw-in lamp base, corn lamp shape, any application",281,"Integrated-ballast LED Lamps",15,"Y"]
["LED282-CORN","LED Integrated Ballast Lamp",null,282,null,"Electronic","Integral Corn LED, 282W screw-in lamp base, corn lamp shape, any application",282,"Integrated-ballast LED Lamps",15,"Y"]
["LED283-CORN","LED Integrated Ballast Lamp",null,283,null,"Electronic","Integral Corn LED, 283W screw-in lamp base, corn lamp shape, any application",283,"Integrated-ballast LED Lamps",15,"Y"]
["LED284-CORN","LED Integrated Ballast Lamp",null,284,null,"Electronic","Integral Corn LED, 284W screw-in lamp base, corn lamp shape, any application",284,"Integrated-ballast LED Lamps",15,"Y"]
["LED285-CORN","LED Integrated Ballast Lamp",null,285,null,"Electronic","Integral Corn LED, 285W screw-in lamp base, corn lamp shape, any application",285,"Integrated-ballast LED Lamps",15,"Y"]
["LED286-CORN","LED Integrated Ballast Lamp",null,286,null,"Electronic","Integral Corn LED, 286W screw-in lamp base, corn lamp shape, any application",286,"Integrated-ballast LED Lamps",15,"Y"]
["LED287-CORN","LED Integrated Ballast Lamp",null,287,null,"Electronic","Integral Corn LED, 287W screw-in lamp base, corn lamp shape, any application",287,"Integrated-ballast LED Lamps",15,"Y"]
["LED288-CORN","LED Integrated Ballast Lamp",null,288,null,"Electronic","Integral Corn LED, 288W screw-in lamp base, corn lamp shape, any application",288,"Integrated-ballast LED Lamps",15,"Y"]
["LED289-CORN","LED Integrated Ballast Lamp",null,289,null,"Electronic","Integral Corn LED, 289W screw-in lamp base, corn lamp shape, any application",289,"Integrated-ballast LED Lamps",15,"Y"]
["LED290-CORN","LED Integrated Ballast Lamp",null,290,null,"Electronic","Integral Corn LED, 290W screw-in lamp base, corn lamp shape, any application",290,"Integrated-ballast LED Lamps",15,"Y"]
["LED291-CORN","LED Integrated Ballast Lamp",null,291,null,"Electronic","Integral Corn LED, 291W screw-in lamp base, corn lamp shape, any application",291,"Integrated-ballast LED Lamps",15,"Y"]
["LED292-CORN","LED Integrated Ballast Lamp",null,292,null,"Electronic","Integral Corn LED, 292W screw-in lamp base, corn lamp shape, any application",292,"Integrated-ballast LED Lamps",15,"Y"]
["LED293-CORN","LED Integrated Ballast Lamp",null,293,null,"Electronic","Integral Corn LED, 293W screw-in lamp base, corn lamp shape, any application",293,"Integrated-ballast LED Lamps",15,"Y"]
["LED294-CORN","LED Integrated Ballast Lamp",null,294,null,"Electronic","Integral Corn LED, 294W screw-in lamp base, corn lamp shape, any application",294,"Integrated-ballast LED Lamps",15,"Y"]
["LED295-CORN","LED Integrated Ballast Lamp",null,295,null,"Electronic","Integral Corn LED, 295W screw-in lamp base, corn lamp shape, any application",295,"Integrated-ballast LED Lamps",15,"Y"]
["LED296-CORN","LED Integrated Ballast Lamp",null,296,null,"Electronic","Integral Corn LED, 296W screw-in lamp base, corn lamp shape, any application",296,"Integrated-ballast LED Lamps",15,"Y"]
["LED297-CORN","LED Integrated Ballast Lamp",null,297,null,"Electronic","Integral Corn LED, 297W screw-in lamp base, corn lamp shape, any application",297,"Integrated-ballast LED Lamps",15,"Y"]
["LED298-CORN","LED Integrated Ballast Lamp",null,298,null,"Electronic","Integral Corn LED, 298W screw-in lamp base, corn lamp shape, any application",298,"Integrated-ballast LED Lamps",15,"Y"]
["LED299-CORN","LED Integrated Ballast Lamp",null,299,null,"Electronic","Integral Corn LED, 299W screw-in lamp base, corn lamp shape, any application",299,"Integrated-ballast LED Lamps",15,"Y"]
["LED300-CORN","LED Integrated Ballast Lamp",null,300,null,"Electronic","Integral Corn LED, 300W screw-in lamp base, corn lamp shape, any application",300,"Integrated-ballast LED Lamps",15,"Y"]
["LED301-CORN","LED Integrated Ballast Lamp",null,301,null,"Electronic","Integral Corn LED, 301W screw-in lamp base, corn lamp shape, any application",301,"Integrated-ballast LED Lamps",15,"Y"]
["LED302-CORN","LED Integrated Ballast Lamp",null,302,null,"Electronic","Integral Corn LED, 302W screw-in lamp base, corn lamp shape, any application",302,"Integrated-ballast LED Lamps",15,"Y"]
["LED303-CORN","LED Integrated Ballast Lamp",null,303,null,"Electronic","Integral Corn LED, 303W screw-in lamp base, corn lamp shape, any application",303,"Integrated-ballast LED Lamps",15,"Y"]
["LED304-CORN","LED Integrated Ballast Lamp",null,304,null,"Electronic","Integral Corn LED, 304W screw-in lamp base, corn lamp shape, any application",304,"Integrated-ballast LED Lamps",15,"Y"]
["LED305-CORN","LED Integrated Ballast Lamp",null,305,null,"Electronic","Integral Corn LED, 305W screw-in lamp base, corn lamp shape, any application",305,"Integrated-ballast LED Lamps",15,"Y"]
["LED306-CORN","LED Integrated Ballast Lamp",null,306,null,"Electronic","Integral Corn LED, 306W screw-in lamp base, corn lamp shape, any application",306,"Integrated-ballast LED Lamps",15,"Y"]
["LED307-CORN","LED Integrated Ballast Lamp",null,307,null,"Electronic","Integral Corn LED, 307W screw-in lamp base, corn lamp shape, any application",307,"Integrated-ballast LED Lamps",15,"Y"]
["LED308-CORN","LED Integrated Ballast Lamp",null,308,null,"Electronic","Integral Corn LED, 308W screw-in lamp base, corn lamp shape, any application",308,"Integrated-ballast LED Lamps",15,"Y"]
["LED309-CORN","LED Integrated Ballast Lamp",null,309,null,"Electronic","Integral Corn LED, 309W screw-in lamp base, corn lamp shape, any application",309,"Integrated-ballast LED Lamps",15,"Y"]
["LED310-CORN","LED Integrated Ballast Lamp",null,310,null,"Electronic","Integral Corn LED, 310W screw-in lamp base, corn lamp shape, any application",310,"Integrated-ballast LED Lamps",15,"Y"]
["LED311-CORN","LED Integrated Ballast Lamp",null,311,null,"Electronic","Integral Corn LED, 311W screw-in lamp base, corn lamp shape, any application",311,"Integrated-ballast LED Lamps",15,"Y"]
["LED312-CORN","LED Integrated Ballast Lamp",null,312,null,"Electronic","Integral Corn LED, 312W screw-in lamp base, corn lamp shape, any application",312,"Integrated-ballast LED Lamps",15,"Y"]
["LED313-CORN","LED Integrated Ballast Lamp",null,313,null,"Electronic","Integral Corn LED, 313W screw-in lamp base, corn lamp shape, any application",313,"Integrated-ballast LED Lamps",15,"Y"]
["LED314-CORN","LED Integrated Ballast Lamp",null,314,null,"Electronic","Integral Corn LED, 314W screw-in lamp base, corn lamp shape, any application",314,"Integrated-ballast LED Lamps",15,"Y"]
["LED315-CORN","LED Integrated Ballast Lamp",null,315,null,"Electronic","Integral Corn LED, 315W screw-in lamp base, corn lamp shape, any application",315,"Integrated-ballast LED Lamps",15,"Y"]
["LED316-CORN","LED Integrated Ballast Lamp",null,316,null,"Electronic","Integral Corn LED, 316W screw-in lamp base, corn lamp shape, any application",316,"Integrated-ballast LED Lamps",15,"Y"]
["LED317-CORN","LED Integrated Ballast Lamp",null,317,null,"Electronic","Integral Corn LED, 317W screw-in lamp base, corn lamp shape, any application",317,"Integrated-ballast LED Lamps",15,"Y"]
["LED318-CORN","LED Integrated Ballast Lamp",null,318,null,"Electronic","Integral Corn LED, 318W screw-in lamp base, corn lamp shape, any application",318,"Integrated-ballast LED Lamps",15,"Y"]
["LED319-CORN","LED Integrated Ballast Lamp",null,319,null,"Electronic","Integral Corn LED, 319W screw-in lamp base, corn lamp shape, any application",319,"Integrated-ballast LED Lamps",15,"Y"]
["LED320-CORN","LED Integrated Ballast Lamp",null,320,null,"Electronic","Integral Corn LED, 320W screw-in lamp base, corn lamp shape, any application",320,"Integrated-ballast LED Lamps",15,"Y"]
["LED321-CORN","LED Integrated Ballast Lamp",null,321,null,"Electronic","Integral Corn LED, 321W screw-in lamp base, corn lamp shape, any application",321,"Integrated-ballast LED Lamps",15,"Y"]
["LED322-CORN","LED Integrated Ballast Lamp",null,322,null,"Electronic","Integral Corn LED, 322W screw-in lamp base, corn lamp shape, any application",322,"Integrated-ballast LED Lamps",15,"Y"]
["LED323-CORN","LED Integrated Ballast Lamp",null,323,null,"Electronic","Integral Corn LED, 323W screw-in lamp base, corn lamp shape, any application",323,"Integrated-ballast LED Lamps",15,"Y"]
["LED324-CORN","LED Integrated Ballast Lamp",null,324,null,"Electronic","Integral Corn LED, 324W screw-in lamp base, corn lamp shape, any application",324,"Integrated-ballast LED Lamps",15,"Y"]
["LED325-CORN","LED Integrated Ballast Lamp",null,325,null,"Electronic","Integral Corn LED, 325W screw-in lamp base, corn lamp shape, any application",325,"Integrated-ballast LED Lamps",15,"Y"]
["LED326-CORN","LED Integrated Ballast Lamp",null,326,null,"Electronic","Integral Corn LED, 326W screw-in lamp base, corn lamp shape, any application",326,"Integrated-ballast LED Lamps",15,"Y"]
["LED327-CORN","LED Integrated Ballast Lamp",null,327,null,"Electronic","Integral Corn LED, 327W screw-in lamp base, corn lamp shape, any application",327,"Integrated-ballast LED Lamps",15,"Y"]
["LED328-CORN","LED Integrated Ballast Lamp",null,328,null,"Electronic","Integral Corn LED, 328W screw-in lamp base, corn lamp shape, any application",328,"Integrated-ballast LED Lamps",15,"Y"]
["LED329-CORN","LED Integrated Ballast Lamp",null,329,null,"Electronic","Integral Corn LED, 329W screw-in lamp base, corn lamp shape, any application",329,"Integrated-ballast LED Lamps",15,"Y"]
["LED330-CORN","LED Integrated Ballast Lamp",null,330,null,"Electronic","Integral Corn LED, 330W screw-in lamp base, corn lamp shape, any application",330,"Integrated-ballast LED Lamps",15,"Y"]
["LED331-CORN","LED Integrated Ballast Lamp",null,331,null,"Electronic","Integral Corn LED, 331W screw-in lamp base, corn lamp shape, any application",331,"Integrated-ballast LED Lamps",15,"Y"]
["LED332-CORN","LED Integrated Ballast Lamp",null,332,null,"Electronic","Integral Corn LED, 332W screw-in lamp base, corn lamp shape, any application",332,"Integrated-ballast LED Lamps",15,"Y"]
["LED333-CORN","LED Integrated Ballast Lamp",null,333,null,"Electronic","Integral Corn LED, 333W screw-in lamp base, corn lamp shape, any application",333,"Integrated-ballast LED Lamps",15,"Y"]
["LED334-CORN","LED Integrated Ballast Lamp",null,334,null,"Electronic","Integral Corn LED, 334W screw-in lamp base, corn lamp shape, any application",334,"Integrated-ballast LED Lamps",15,"Y"]
["LED335-CORN","LED Integrated Ballast Lamp",null,335,null,"Electronic","Integral Corn LED, 335W screw-in lamp base, corn lamp shape, any application",335,"Integrated-ballast LED Lamps",15,"Y"]
["LED336-CORN","LED Integrated Ballast Lamp",null,336,null,"Electronic","Integral Corn LED, 336W screw-in lamp base, corn lamp shape, any application",336,"Integrated-ballast LED Lamps",15,"Y"]
["LED337-CORN","LED Integrated Ballast Lamp",null,337,null,"Electronic","Integral Corn LED, 337W screw-in lamp base, corn lamp shape, any application",337,"Integrated-ballast LED Lamps",15,"Y"]
["LED338-CORN","LED Integrated Ballast Lamp",null,338,null,"Electronic","Integral Corn LED, 338W screw-in lamp base, corn lamp shape, any application",338,"Integrated-ballast LED Lamps",15,"Y"]
["LED339-CORN","LED Integrated Ballast Lamp",null,339,null,"Electronic","Integral Corn LED, 339W screw-in lamp base, corn lamp shape, any application",339,"Integrated-ballast LED Lamps",15,"Y"]
["LED340-CORN","LED Integrated Ballast Lamp",null,340,null,"Electronic","Integral Corn LED, 340W screw-in lamp base, corn lamp shape, any application",340,"Integrated-ballast LED Lamps",15,"Y"]
["LED341-CORN","LED Integrated Ballast Lamp",null,341,null,"Electronic","Integral Corn LED, 341W screw-in lamp base, corn lamp shape, any application",341,"Integrated-ballast LED Lamps",15,"Y"]
["LED342-CORN","LED Integrated Ballast Lamp",null,342,null,"Electronic","Integral Corn LED, 342W screw-in lamp base, corn lamp shape, any application",342,"Integrated-ballast LED Lamps",15,"Y"]
["LED343-CORN","LED Integrated Ballast Lamp",null,343,null,"Electronic","Integral Corn LED, 343W screw-in lamp base, corn lamp shape, any application",343,"Integrated-ballast LED Lamps",15,"Y"]
["LED344-CORN","LED Integrated Ballast Lamp",null,344,null,"Electronic","Integral Corn LED, 344W screw-in lamp base, corn lamp shape, any application",344,"Integrated-ballast LED Lamps",15,"Y"]
["LED345-CORN","LED Integrated Ballast Lamp",null,345,null,"Electronic","Integral Corn LED, 345W screw-in lamp base, corn lamp shape, any application",345,"Integrated-ballast LED Lamps",15,"Y"]
["LED346-CORN","LED Integrated Ballast Lamp",null,346,null,"Electronic","Integral Corn LED, 346W screw-in lamp base, corn lamp shape, any application",346,"Integrated-ballast LED Lamps",15,"Y"]
["LED347-CORN","LED Integrated Ballast Lamp",null,347,null,"Electronic","Integral Corn LED, 347W screw-in lamp base, corn lamp shape, any application",347,"Integrated-ballast LED Lamps",15,"Y"]
["LED348-CORN","LED Integrated Ballast Lamp",null,348,null,"Electronic","Integral Corn LED, 348W screw-in lamp base, corn lamp shape, any application",348,"Integrated-ballast LED Lamps",15,"Y"]
["LED349-CORN","LED Integrated Ballast Lamp",null,349,null,"Electronic","Integral Corn LED, 349W screw-in lamp base, corn lamp shape, any application",349,"Integrated-ballast LED Lamps",15,"Y"]
["LED350-CORN","LED Integrated Ballast Lamp",null,350,null,"Electronic","Integral Corn LED, 350W screw-in lamp base, corn lamp shape, any application",350,"Integrated-ballast LED Lamps",15,"Y"]
["LED351-CORN","LED Integrated Ballast Lamp",null,351,null,"Electronic","Integral Corn LED, 351W screw-in lamp base, corn lamp shape, any application",351,"Integrated-ballast LED Lamps",15,"Y"]
["LED352-CORN","LED Integrated Ballast Lamp",null,352,null,"Electronic","Integral Corn LED, 352W screw-in lamp base, corn lamp shape, any application",352,"Integrated-ballast LED Lamps",15,"Y"]
["LED353-CORN","LED Integrated Ballast Lamp",null,353,null,"Electronic","Integral Corn LED, 353W screw-in lamp base, corn lamp shape, any application",353,"Integrated-ballast LED Lamps",15,"Y"]
["LED354-CORN","LED Integrated Ballast Lamp",null,354,null,"Electronic","Integral Corn LED, 354W screw-in lamp base, corn lamp shape, any application",354,"Integrated-ballast LED Lamps",15,"Y"]
["LED355-CORN","LED Integrated Ballast Lamp",null,355,null,"Electronic","Integral Corn LED, 355W screw-in lamp base, corn lamp shape, any application",355,"Integrated-ballast LED Lamps",15,"Y"]
["LED356-CORN","LED Integrated Ballast Lamp",null,356,null,"Electronic","Integral Corn LED, 356W screw-in lamp base, corn lamp shape, any application",356,"Integrated-ballast LED Lamps",15,"Y"]
["LED357-CORN","LED Integrated Ballast Lamp",null,357,null,"Electronic","Integral Corn LED, 357W screw-in lamp base, corn lamp shape, any application",357,"Integrated-ballast LED Lamps",15,"Y"]
["LED358-CORN","LED Integrated Ballast Lamp",null,358,null,"Electronic","Integral Corn LED, 358W screw-in lamp base, corn lamp shape, any application",358,"Integrated-ballast LED Lamps",15,"Y"]
["LED359-CORN","LED Integrated Ballast Lamp",null,359,null,"Electronic","Integral Corn LED, 359W screw-in lamp base, corn lamp shape, any application",359,"Integrated-ballast LED Lamps",15,"Y"]
["LED360-CORN","LED Integrated Ballast Lamp",null,360,null,"Electronic","Integral Corn LED, 360W screw-in lamp base, corn lamp shape, any application",360,"Integrated-ballast LED Lamps",15,"Y"]
["LED361-CORN","LED Integrated Ballast Lamp",null,361,null,"Electronic","Integral Corn LED, 361W screw-in lamp base, corn lamp shape, any application",361,"Integrated-ballast LED Lamps",15,"Y"]
["LED362-CORN","LED Integrated Ballast Lamp",null,362,null,"Electronic","Integral Corn LED, 362W screw-in lamp base, corn lamp shape, any application",362,"Integrated-ballast LED Lamps",15,"Y"]
["LED363-CORN","LED Integrated Ballast Lamp",null,363,null,"Electronic","Integral Corn LED, 363W screw-in lamp base, corn lamp shape, any application",363,"Integrated-ballast LED Lamps",15,"Y"]
["LED364-CORN","LED Integrated Ballast Lamp",null,364,null,"Electronic","Integral Corn LED, 364W screw-in lamp base, corn lamp shape, any application",364,"Integrated-ballast LED Lamps",15,"Y"]
["LED365-CORN","LED Integrated Ballast Lamp",null,365,null,"Electronic","Integral Corn LED, 365W screw-in lamp base, corn lamp shape, any application",365,"Integrated-ballast LED Lamps",15,"Y"]
["LED366-CORN","LED Integrated Ballast Lamp",null,366,null,"Electronic","Integral Corn LED, 366W screw-in lamp base, corn lamp shape, any application",366,"Integrated-ballast LED Lamps",15,"Y"]
["LED367-CORN","LED Integrated Ballast Lamp",null,367,null,"Electronic","Integral Corn LED, 367W screw-in lamp base, corn lamp shape, any application",367,"Integrated-ballast LED Lamps",15,"Y"]
["LED368-CORN","LED Integrated Ballast Lamp",null,368,null,"Electronic","Integral Corn LED, 368W screw-in lamp base, corn lamp shape, any application",368,"Integrated-ballast LED Lamps",15,"Y"]
["LED369-CORN","LED Integrated Ballast Lamp",null,369,null,"Electronic","Integral Corn LED, 369W screw-in lamp base, corn lamp shape, any application",369,"Integrated-ballast LED Lamps",15,"Y"]
["LED370-CORN","LED Integrated Ballast Lamp",null,370,null,"Electronic","Integral Corn LED, 370W screw-in lamp base, corn lamp shape, any application",370,"Integrated-ballast LED Lamps",15,"Y"]
["LED371-CORN","LED Integrated Ballast Lamp",null,371,null,"Electronic","Integral Corn LED, 371W screw-in lamp base, corn lamp shape, any application",371,"Integrated-ballast LED Lamps",15,"Y"]
["LED372-CORN","LED Integrated Ballast Lamp",null,372,null,"Electronic","Integral Corn LED, 372W screw-in lamp base, corn lamp shape, any application",372,"Integrated-ballast LED Lamps",15,"Y"]
["LED373-CORN","LED Integrated Ballast Lamp",null,373,null,"Electronic","Integral Corn LED, 373W screw-in lamp base, corn lamp shape, any application",373,"Integrated-ballast LED Lamps",15,"Y"]
["LED374-CORN","LED Integrated Ballast Lamp",null,374,null,"Electronic","Integral Corn LED, 374W screw-in lamp base, corn lamp shape, any application",374,"Integrated-ballast LED Lamps",15,"Y"]
["LED375-CORN","LED Integrated Ballast Lamp",null,375,null,"Electronic","Integral Corn LED, 375W screw-in lamp base, corn lamp shape, any application",375,"Integrated-ballast LED Lamps",15,"Y"]
["LED376-CORN","LED Integrated Ballast Lamp",null,376,null,"Electronic","Integral Corn LED, 376W screw-in lamp base, corn lamp shape, any application",376,"Integrated-ballast LED Lamps",15,"Y"]
["LED377-CORN","LED Integrated Ballast Lamp",null,377,null,"Electronic","Integral Corn LED, 377W screw-in lamp base, corn lamp shape, any application",377,"Integrated-ballast LED Lamps",15,"Y"]
["LED378-CORN","LED Integrated Ballast Lamp",null,378,null,"Electronic","Integral Corn LED, 378W screw-in lamp base, corn lamp shape, any application",378,"Integrated-ballast LED Lamps",15,"Y"]
["LED379-CORN","LED Integrated Ballast Lamp",null,379,null,"Electronic","Integral Corn LED, 379W screw-in lamp base, corn lamp shape, any application",379,"Integrated-ballast LED Lamps",15,"Y"]
["LED380-CORN","LED Integrated Ballast Lamp",null,380,null,"Electronic","Integral Corn LED, 380W screw-in lamp base, corn lamp shape, any application",380,"Integrated-ballast LED Lamps",15,"Y"]
["LED381-CORN","LED Integrated Ballast Lamp",null,381,null,"Electronic","Integral Corn LED, 381W screw-in lamp base, corn lamp shape, any application",381,"Integrated-ballast LED Lamps",15,"Y"]
["LED382-CORN","LED Integrated Ballast Lamp",null,382,null,"Electronic","Integral Corn LED, 382W screw-in lamp base, corn lamp shape, any application",382,"Integrated-ballast LED Lamps",15,"Y"]
["LED383-CORN","LED Integrated Ballast Lamp",null,383,null,"Electronic","Integral Corn LED, 383W screw-in lamp base, corn lamp shape, any application",383,"Integrated-ballast LED Lamps",15,"Y"]
["LED384-CORN","LED Integrated Ballast Lamp",null,384,null,"Electronic","Integral Corn LED, 384W screw-in lamp base, corn lamp shape, any application",384,"Integrated-ballast LED Lamps",15,"Y"]
["LED385-CORN","LED Integrated Ballast Lamp",null,385,null,"Electronic","Integral Corn LED, 385W screw-in lamp base, corn lamp shape, any application",385,"Integrated-ballast LED Lamps",15,"Y"]
["LED386-CORN","LED Integrated Ballast Lamp",null,386,null,"Electronic","Integral Corn LED, 386W screw-in lamp base, corn lamp shape, any application",386,"Integrated-ballast LED Lamps",15,"Y"]
["LED387-CORN","LED Integrated Ballast Lamp",null,387,null,"Electronic","Integral Corn LED, 387W screw-in lamp base, corn lamp shape, any application",387,"Integrated-ballast LED Lamps",15,"Y"]
["LED388-CORN","LED Integrated Ballast Lamp",null,388,null,"Electronic","Integral Corn LED, 388W screw-in lamp base, corn lamp shape, any application",388,"Integrated-ballast LED Lamps",15,"Y"]
["LED389-CORN","LED Integrated Ballast Lamp",null,389,null,"Electronic","Integral Corn LED, 389W screw-in lamp base, corn lamp shape, any application",389,"Integrated-ballast LED Lamps",15,"Y"]
["LED390-CORN","LED Integrated Ballast Lamp",null,390,null,"Electronic","Integral Corn LED, 390W screw-in lamp base, corn lamp shape, any application",390,"Integrated-ballast LED Lamps",15,"Y"]
["LED391-CORN","LED Integrated Ballast Lamp",null,391,null,"Electronic","Integral Corn LED, 391W screw-in lamp base, corn lamp shape, any application",391,"Integrated-ballast LED Lamps",15,"Y"]
["LED392-CORN","LED Integrated Ballast Lamp",null,392,null,"Electronic","Integral Corn LED, 392W screw-in lamp base, corn lamp shape, any application",392,"Integrated-ballast LED Lamps",15,"Y"]
["LED393-CORN","LED Integrated Ballast Lamp",null,393,null,"Electronic","Integral Corn LED, 393W screw-in lamp base, corn lamp shape, any application",393,"Integrated-ballast LED Lamps",15,"Y"]
["LED394-CORN","LED Integrated Ballast Lamp",null,394,null,"Electronic","Integral Corn LED, 394W screw-in lamp base, corn lamp shape, any application",394,"Integrated-ballast LED Lamps",15,"Y"]
["LED395-CORN","LED Integrated Ballast Lamp",null,395,null,"Electronic","Integral Corn LED, 395W screw-in lamp base, corn lamp shape, any application",395,"Integrated-ballast LED Lamps",15,"Y"]
["LED396-CORN","LED Integrated Ballast Lamp",null,396,null,"Electronic","Integral Corn LED, 396W screw-in lamp base, corn lamp shape, any application",396,"Integrated-ballast LED Lamps",15,"Y"]
["LED397-CORN","LED Integrated Ballast Lamp",null,397,null,"Electronic","Integral Corn LED, 397W screw-in lamp base, corn lamp shape, any application",397,"Integrated-ballast LED Lamps",15,"Y"]
["LED398-CORN","LED Integrated Ballast Lamp",null,398,null,"Electronic","Integral Corn LED, 398W screw-in lamp base, corn lamp shape, any application",398,"Integrated-ballast LED Lamps",15,"Y"]
["LED399-CORN","LED Integrated Ballast Lamp",null,399,null,"Electronic","Integral Corn LED, 399W screw-in lamp base, corn lamp shape, any application",399,"Integrated-ballast LED Lamps",15,"Y"]
["LED400-CORN","LED Integrated Ballast Lamp",null,400,null,"Electronic","Integral Corn LED, 400W screw-in lamp base, corn lamp shape, any application",400,"Integrated-ballast LED Lamps",15,"Y"]
["LED401-CORN","LED Integrated Ballast Lamp",null,401,null,"Electronic","Integral Corn LED, 401W screw-in lamp base, corn lamp shape, any application",401,"Integrated-ballast LED Lamps",15,"Y"]
["LED402-CORN","LED Integrated Ballast Lamp",null,402,null,"Electronic","Integral Corn LED, 402W screw-in lamp base, corn lamp shape, any application",402,"Integrated-ballast LED Lamps",15,"Y"]
["LED403-CORN","LED Integrated Ballast Lamp",null,403,null,"Electronic","Integral Corn LED, 403W screw-in lamp base, corn lamp shape, any application",403,"Integrated-ballast LED Lamps",15,"Y"]
["LED404-CORN","LED Integrated Ballast Lamp",null,404,null,"Electronic","Integral Corn LED, 404W screw-in lamp base, corn lamp shape, any application",404,"Integrated-ballast LED Lamps",15,"Y"]
["LED405-CORN","LED Integrated Ballast Lamp",null,405,null,"Electronic","Integral Corn LED, 405W screw-in lamp base, corn lamp shape, any application",405,"Integrated-ballast LED Lamps",15,"Y"]
["LED406-CORN","LED Integrated Ballast Lamp",null,406,null,"Electronic","Integral Corn LED, 406W screw-in lamp base, corn lamp shape, any application",406,"Integrated-ballast LED Lamps",15,"Y"]
["LED407-CORN","LED Integrated Ballast Lamp",null,407,null,"Electronic","Integral Corn LED, 407W screw-in lamp base, corn lamp shape, any application",407,"Integrated-ballast LED Lamps",15,"Y"]
["LED408-CORN","LED Integrated Ballast Lamp",null,408,null,"Electronic","Integral Corn LED, 408W screw-in lamp base, corn lamp shape, any application",408,"Integrated-ballast LED Lamps",15,"Y"]
["LED409-CORN","LED Integrated Ballast Lamp",null,409,null,"Electronic","Integral Corn LED, 409W screw-in lamp base, corn lamp shape, any application",409,"Integrated-ballast LED Lamps",15,"Y"]
["LED410-CORN","LED Integrated Ballast Lamp",null,410,null,"Electronic","Integral Corn LED, 410W screw-in lamp base, corn lamp shape, any application",410,"Integrated-ballast LED Lamps",15,"Y"]
["LED411-CORN","LED Integrated Ballast Lamp",null,411,null,"Electronic","Integral Corn LED, 411W screw-in lamp base, corn lamp shape, any application",411,"Integrated-ballast LED Lamps",15,"Y"]
["LED412-CORN","LED Integrated Ballast Lamp",null,412,null,"Electronic","Integral Corn LED, 412W screw-in lamp base, corn lamp shape, any application",412,"Integrated-ballast LED Lamps",15,"Y"]
["LED413-CORN","LED Integrated Ballast Lamp",null,413,null,"Electronic","Integral Corn LED, 413W screw-in lamp base, corn lamp shape, any application",413,"Integrated-ballast LED Lamps",15,"Y"]
["LED414-CORN","LED Integrated Ballast Lamp",null,414,null,"Electronic","Integral Corn LED, 414W screw-in lamp base, corn lamp shape, any application",414,"Integrated-ballast LED Lamps",15,"Y"]
["LED415-CORN","LED Integrated Ballast Lamp",null,415,null,"Electronic","Integral Corn LED, 415W screw-in lamp base, corn lamp shape, any application",415,"Integrated-ballast LED Lamps",15,"Y"]
["LED416-CORN","LED Integrated Ballast Lamp",null,416,null,"Electronic","Integral Corn LED, 416W screw-in lamp base, corn lamp shape, any application",416,"Integrated-ballast LED Lamps",15,"Y"]
["LED417-CORN","LED Integrated Ballast Lamp",null,417,null,"Electronic","Integral Corn LED, 417W screw-in lamp base, corn lamp shape, any application",417,"Integrated-ballast LED Lamps",15,"Y"]
["LED418-CORN","LED Integrated Ballast Lamp",null,418,null,"Electronic","Integral Corn LED, 418W screw-in lamp base, corn lamp shape, any application",418,"Integrated-ballast LED Lamps",15,"Y"]
["LED419-CORN","LED Integrated Ballast Lamp",null,419,null,"Electronic","Integral Corn LED, 419W screw-in lamp base, corn lamp shape, any application",419,"Integrated-ballast LED Lamps",15,"Y"]
["LED420-CORN","LED Integrated Ballast Lamp",null,420,null,"Electronic","Integral Corn LED, 420W screw-in lamp base, corn lamp shape, any application",420,"Integrated-ballast LED Lamps",15,"Y"]
["LED421-CORN","LED Integrated Ballast Lamp",null,421,null,"Electronic","Integral Corn LED, 421W screw-in lamp base, corn lamp shape, any application",421,"Integrated-ballast LED Lamps",15,"Y"]
["LED422-CORN","LED Integrated Ballast Lamp",null,422,null,"Electronic","Integral Corn LED, 422W screw-in lamp base, corn lamp shape, any application",422,"Integrated-ballast LED Lamps",15,"Y"]
["LED423-CORN","LED Integrated Ballast Lamp",null,423,null,"Electronic","Integral Corn LED, 423W screw-in lamp base, corn lamp shape, any application",423,"Integrated-ballast LED Lamps",15,"Y"]
["LED424-CORN","LED Integrated Ballast Lamp",null,424,null,"Electronic","Integral Corn LED, 424W screw-in lamp base, corn lamp shape, any application",424,"Integrated-ballast LED Lamps",15,"Y"]
["LED425-CORN","LED Integrated Ballast Lamp",null,425,null,"Electronic","Integral Corn LED, 425W screw-in lamp base, corn lamp shape, any application",425,"Integrated-ballast LED Lamps",15,"Y"]
["LED426-CORN","LED Integrated Ballast Lamp",null,426,null,"Electronic","Integral Corn LED, 426W screw-in lamp base, corn lamp shape, any application",426,"Integrated-ballast LED Lamps",15,"Y"]
["LED427-CORN","LED Integrated Ballast Lamp",null,427,null,"Electronic","Integral Corn LED, 427W screw-in lamp base, corn lamp shape, any application",427,"Integrated-ballast LED Lamps",15,"Y"]
["LED428-CORN","LED Integrated Ballast Lamp",null,428,null,"Electronic","Integral Corn LED, 428W screw-in lamp base, corn lamp shape, any application",428,"Integrated-ballast LED Lamps",15,"Y"]
["LED429-CORN","LED Integrated Ballast Lamp",null,429,null,"Electronic","Integral Corn LED, 429W screw-in lamp base, corn lamp shape, any application",429,"Integrated-ballast LED Lamps",15,"Y"]
["LED430-CORN","LED Integrated Ballast Lamp",null,430,null,"Electronic","Integral Corn LED, 430W screw-in lamp base, corn lamp shape, any application",430,"Integrated-ballast LED Lamps",15,"Y"]
["LED431-CORN","LED Integrated Ballast Lamp",null,431,null,"Electronic","Integral Corn LED, 431W screw-in lamp base, corn lamp shape, any application",431,"Integrated-ballast LED Lamps",15,"Y"]
["LED432-CORN","LED Integrated Ballast Lamp",null,432,null,"Electronic","Integral Corn LED, 432W screw-in lamp base, corn lamp shape, any application",432,"Integrated-ballast LED Lamps",15,"Y"]
["LED433-CORN","LED Integrated Ballast Lamp",null,433,null,"Electronic","Integral Corn LED, 433W screw-in lamp base, corn lamp shape, any application",433,"Integrated-ballast LED Lamps",15,"Y"]
["LED434-CORN","LED Integrated Ballast Lamp",null,434,null,"Electronic","Integral Corn LED, 434W screw-in lamp base, corn lamp shape, any application",434,"Integrated-ballast LED Lamps",15,"Y"]
["LED435-CORN","LED Integrated Ballast Lamp",null,435,null,"Electronic","Integral Corn LED, 435W screw-in lamp base, corn lamp shape, any application",435,"Integrated-ballast LED Lamps",15,"Y"]
["LED436-CORN","LED Integrated Ballast Lamp",null,436,null,"Electronic","Integral Corn LED, 436W screw-in lamp base, corn lamp shape, any application",436,"Integrated-ballast LED Lamps",15,"Y"]
["LED437-CORN","LED Integrated Ballast Lamp",null,437,null,"Electronic","Integral Corn LED, 437W screw-in lamp base, corn lamp shape, any application",437,"Integrated-ballast LED Lamps",15,"Y"]
["LED438-CORN","LED Integrated Ballast Lamp",null,438,null,"Electronic","Integral Corn LED, 438W screw-in lamp base, corn lamp shape, any application",438,"Integrated-ballast LED Lamps",15,"Y"]
["LED439-CORN","LED Integrated Ballast Lamp",null,439,null,"Electronic","Integral Corn LED, 439W screw-in lamp base, corn lamp shape, any application",439,"Integrated-ballast LED Lamps",15,"Y"]
["LED440-CORN","LED Integrated Ballast Lamp",null,440,null,"Electronic","Integral Corn LED, 440W screw-in lamp base, corn lamp shape, any application",440,"Integrated-ballast LED Lamps",15,"Y"]
["LED441-CORN","LED Integrated Ballast Lamp",null,441,null,"Electronic","Integral Corn LED, 441W screw-in lamp base, corn lamp shape, any application",441,"Integrated-ballast LED Lamps",15,"Y"]
["LED442-CORN","LED Integrated Ballast Lamp",null,442,null,"Electronic","Integral Corn LED, 442W screw-in lamp base, corn lamp shape, any application",442,"Integrated-ballast LED Lamps",15,"Y"]
["LED443-CORN","LED Integrated Ballast Lamp",null,443,null,"Electronic","Integral Corn LED, 443W screw-in lamp base, corn lamp shape, any application",443,"Integrated-ballast LED Lamps",15,"Y"]
["LED444-CORN","LED Integrated Ballast Lamp",null,444,null,"Electronic","Integral Corn LED, 444W screw-in lamp base, corn lamp shape, any application",444,"Integrated-ballast LED Lamps",15,"Y"]
["LED445-CORN","LED Integrated Ballast Lamp",null,445,null,"Electronic","Integral Corn LED, 445W screw-in lamp base, corn lamp shape, any application",445,"Integrated-ballast LED Lamps",15,"Y"]
["LED446-CORN","LED Integrated Ballast Lamp",null,446,null,"Electronic","Integral Corn LED, 446W screw-in lamp base, corn lamp shape, any application",446,"Integrated-ballast LED Lamps",15,"Y"]
["LED447-CORN","LED Integrated Ballast Lamp",null,447,null,"Electronic","Integral Corn LED, 447W screw-in lamp base, corn lamp shape, any application",447,"Integrated-ballast LED Lamps",15,"Y"]
["LED448-CORN","LED Integrated Ballast Lamp",null,448,null,"Electronic","Integral Corn LED, 448W screw-in lamp base, corn lamp shape, any application",448,"Integrated-ballast LED Lamps",15,"Y"]
["LED449-CORN","LED Integrated Ballast Lamp",null,449,null,"Electronic","Integral Corn LED, 449W screw-in lamp base, corn lamp shape, any application",449,"Integrated-ballast LED Lamps",15,"Y"]
["LED450-CORN","LED Integrated Ballast Lamp",null,450,null,"Electronic","Integral Corn LED, 450W screw-in lamp base, corn lamp shape, any application",450,"Integrated-ballast LED Lamps",15,"Y"]
["LED451-CORN","LED Integrated Ballast Lamp",null,451,null,"Electronic","Integral Corn LED, 451W screw-in lamp base, corn lamp shape, any application",451,"Integrated-ballast LED Lamps",15,"Y"]
["LED452-CORN","LED Integrated Ballast Lamp",null,452,null,"Electronic","Integral Corn LED, 452W screw-in lamp base, corn lamp shape, any application",452,"Integrated-ballast LED Lamps",15,"Y"]
["LED453-CORN","LED Integrated Ballast Lamp",null,453,null,"Electronic","Integral Corn LED, 453W screw-in lamp base, corn lamp shape, any application",453,"Integrated-ballast LED Lamps",15,"Y"]
["LED454-CORN","LED Integrated Ballast Lamp",null,454,null,"Electronic","Integral Corn LED, 454W screw-in lamp base, corn lamp shape, any application",454,"Integrated-ballast LED Lamps",15,"Y"]
["LED455-CORN","LED Integrated Ballast Lamp",null,455,null,"Electronic","Integral Corn LED, 455W screw-in lamp base, corn lamp shape, any application",455,"Integrated-ballast LED Lamps",15,"Y"]
["LED456-CORN","LED Integrated Ballast Lamp",null,456,null,"Electronic","Integral Corn LED, 456W screw-in lamp base, corn lamp shape, any application",456,"Integrated-ballast LED Lamps",15,"Y"]
["LED457-CORN","LED Integrated Ballast Lamp",null,457,null,"Electronic","Integral Corn LED, 457W screw-in lamp base, corn lamp shape, any application",457,"Integrated-ballast LED Lamps",15,"Y"]
["LED458-CORN","LED Integrated Ballast Lamp",null,458,null,"Electronic","Integral Corn LED, 458W screw-in lamp base, corn lamp shape, any application",458,"Integrated-ballast LED Lamps",15,"Y"]
["LED459-CORN","LED Integrated Ballast Lamp",null,459,null,"Electronic","Integral Corn LED, 459W screw-in lamp base, corn lamp shape, any application",459,"Integrated-ballast LED Lamps",15,"Y"]
["LED460-CORN","LED Integrated Ballast Lamp",null,460,null,"Electronic","Integral Corn LED, 460W screw-in lamp base, corn lamp shape, any application",460,"Integrated-ballast LED Lamps",15,"Y"]
["LED461-CORN","LED Integrated Ballast Lamp",null,461,null,"Electronic","Integral Corn LED, 461W screw-in lamp base, corn lamp shape, any application",461,"Integrated-ballast LED Lamps",15,"Y"]
["LED462-CORN","LED Integrated Ballast Lamp",null,462,null,"Electronic","Integral Corn LED, 462W screw-in lamp base, corn lamp shape, any application",462,"Integrated-ballast LED Lamps",15,"Y"]
["LED463-CORN","LED Integrated Ballast Lamp",null,463,null,"Electronic","Integral Corn LED, 463W screw-in lamp base, corn lamp shape, any application",463,"Integrated-ballast LED Lamps",15,"Y"]
["LED464-CORN","LED Integrated Ballast Lamp",null,464,null,"Electronic","Integral Corn LED, 464W screw-in lamp base, corn lamp shape, any application",464,"Integrated-ballast LED Lamps",15,"Y"]
["LED465-CORN","LED Integrated Ballast Lamp",null,465,null,"Electronic","Integral Corn LED, 465W screw-in lamp base, corn lamp shape, any application",465,"Integrated-ballast LED Lamps",15,"Y"]
["LED466-CORN","LED Integrated Ballast Lamp",null,466,null,"Electronic","Integral Corn LED, 466W screw-in lamp base, corn lamp shape, any application",466,"Integrated-ballast LED Lamps",15,"Y"]
["LED467-CORN","LED Integrated Ballast Lamp",null,467,null,"Electronic","Integral Corn LED, 467W screw-in lamp base, corn lamp shape, any application",467,"Integrated-ballast LED Lamps",15,"Y"]
["LED468-CORN","LED Integrated Ballast Lamp",null,468,null,"Electronic","Integral Corn LED, 468W screw-in lamp base, corn lamp shape, any application",468,"Integrated-ballast LED Lamps",15,"Y"]
["LED469-CORN","LED Integrated Ballast Lamp",null,469,null,"Electronic","Integral Corn LED, 469W screw-in lamp base, corn lamp shape, any application",469,"Integrated-ballast LED Lamps",15,"Y"]
["LED470-CORN","LED Integrated Ballast Lamp",null,470,null,"Electronic","Integral Corn LED, 470W screw-in lamp base, corn lamp shape, any application",470,"Integrated-ballast LED Lamps",15,"Y"]
["LED471-CORN","LED Integrated Ballast Lamp",null,471,null,"Electronic","Integral Corn LED, 471W screw-in lamp base, corn lamp shape, any application",471,"Integrated-ballast LED Lamps",15,"Y"]
["LED472-CORN","LED Integrated Ballast Lamp",null,472,null,"Electronic","Integral Corn LED, 472W screw-in lamp base, corn lamp shape, any application",472,"Integrated-ballast LED Lamps",15,"Y"]
["LED473-CORN","LED Integrated Ballast Lamp",null,473,null,"Electronic","Integral Corn LED, 473W screw-in lamp base, corn lamp shape, any application",473,"Integrated-ballast LED Lamps",15,"Y"]
["LED474-CORN","LED Integrated Ballast Lamp",null,474,null,"Electronic","Integral Corn LED, 474W screw-in lamp base, corn lamp shape, any application",474,"Integrated-ballast LED Lamps",15,"Y"]
["LED475-CORN","LED Integrated Ballast Lamp",null,475,null,"Electronic","Integral Corn LED, 475W screw-in lamp base, corn lamp shape, any application",475,"Integrated-ballast LED Lamps",15,"Y"]
["LED476-CORN","LED Integrated Ballast Lamp",null,476,null,"Electronic","Integral Corn LED, 476W screw-in lamp base, corn lamp shape, any application",476,"Integrated-ballast LED Lamps",15,"Y"]
["LED477-CORN","LED Integrated Ballast Lamp",null,477,null,"Electronic","Integral Corn LED, 477W screw-in lamp base, corn lamp shape, any application",477,"Integrated-ballast LED Lamps",15,"Y"]
["LED478-CORN","LED Integrated Ballast Lamp",null,478,null,"Electronic","Integral Corn LED, 478W screw-in lamp base, corn lamp shape, any application",478,"Integrated-ballast LED Lamps",15,"Y"]
["LED479-CORN","LED Integrated Ballast Lamp",null,479,null,"Electronic","Integral Corn LED, 479W screw-in lamp base, corn lamp shape, any application",479,"Integrated-ballast LED Lamps",15,"Y"]
["LED480-CORN","LED Integrated Ballast Lamp",null,480,null,"Electronic","Integral Corn LED, 480W screw-in lamp base, corn lamp shape, any application",480,"Integrated-ballast LED Lamps",15,"Y"]
["LED481-CORN","LED Integrated Ballast Lamp",null,481,null,"Electronic","Integral Corn LED, 481W screw-in lamp base, corn lamp shape, any application",481,"Integrated-ballast LED Lamps",15,"Y"]
["LED482-CORN","LED Integrated Ballast Lamp",null,482,null,"Electronic","Integral Corn LED, 482W screw-in lamp base, corn lamp shape, any application",482,"Integrated-ballast LED Lamps",15,"Y"]
["LED483-CORN","LED Integrated Ballast Lamp",null,483,null,"Electronic","Integral Corn LED, 483W screw-in lamp base, corn lamp shape, any application",483,"Integrated-ballast LED Lamps",15,"Y"]
["LED484-CORN","LED Integrated Ballast Lamp",null,484,null,"Electronic","Integral Corn LED, 484W screw-in lamp base, corn lamp shape, any application",484,"Integrated-ballast LED Lamps",15,"Y"]
["LED485-CORN","LED Integrated Ballast Lamp",null,485,null,"Electronic","Integral Corn LED, 485W screw-in lamp base, corn lamp shape, any application",485,"Integrated-ballast LED Lamps",15,"Y"]
["LED486-CORN","LED Integrated Ballast Lamp",null,486,null,"Electronic","Integral Corn LED, 486W screw-in lamp base, corn lamp shape, any application",486,"Integrated-ballast LED Lamps",15,"Y"]
["LED487-CORN","LED Integrated Ballast Lamp",null,487,null,"Electronic","Integral Corn LED, 487W screw-in lamp base, corn lamp shape, any application",487,"Integrated-ballast LED Lamps",15,"Y"]
["LED488-CORN","LED Integrated Ballast Lamp",null,488,null,"Electronic","Integral Corn LED, 488W screw-in lamp base, corn lamp shape, any application",488,"Integrated-ballast LED Lamps",15,"Y"]
["LED489-CORN","LED Integrated Ballast Lamp",null,489,null,"Electronic","Integral Corn LED, 489W screw-in lamp base, corn lamp shape, any application",489,"Integrated-ballast LED Lamps",15,"Y"]
["LED490-CORN","LED Integrated Ballast Lamp",null,490,null,"Electronic","Integral Corn LED, 490W screw-in lamp base, corn lamp shape, any application",490,"Integrated-ballast LED Lamps",15,"Y"]
["LED491-CORN","LED Integrated Ballast Lamp",null,491,null,"Electronic","Integral Corn LED, 491W screw-in lamp base, corn lamp shape, any application",491,"Integrated-ballast LED Lamps",15,"Y"]
["LED492-CORN","LED Integrated Ballast Lamp",null,492,null,"Electronic","Integral Corn LED, 492W screw-in lamp base, corn lamp shape, any application",492,"Integrated-ballast LED Lamps",15,"Y"]
["LED493-CORN","LED Integrated Ballast Lamp",null,493,null,"Electronic","Integral Corn LED, 493W screw-in lamp base, corn lamp shape, any application",493,"Integrated-ballast LED Lamps",15,"Y"]
["LED494-CORN","LED Integrated Ballast Lamp",null,494,null,"Electronic","Integral Corn LED, 494W screw-in lamp base, corn lamp shape, any application",494,"Integrated-ballast LED Lamps",15,"Y"]
["LED495-CORN","LED Integrated Ballast Lamp",null,495,null,"Electronic","Integral Corn LED, 495W screw-in lamp base, corn lamp shape, any application",495,"Integrated-ballast LED Lamps",15,"Y"]
["LED496-CORN","LED Integrated Ballast Lamp",null,496,null,"Electronic","Integral Corn LED, 496W screw-in lamp base, corn lamp shape, any application",496,"Integrated-ballast LED Lamps",15,"Y"]
["LED497-CORN","LED Integrated Ballast Lamp",null,497,null,"Electronic","Integral Corn LED, 497W screw-in lamp base, corn lamp shape, any application",497,"Integrated-ballast LED Lamps",15,"Y"]
["LED498-CORN","LED Integrated Ballast Lamp",null,498,null,"Electronic","Integral Corn LED, 498W screw-in lamp base, corn lamp shape, any application",498,"Integrated-ballast LED Lamps",15,"Y"]
["LED499-CORN","LED Integrated Ballast Lamp",null,499,null,"Electronic","Integral Corn LED, 499W screw-in lamp base, corn lamp shape, any application",499,"Integrated-ballast LED Lamps",15,"Y"]
["LED500-CORN","LED Integrated Ballast Lamp",null,500,null,"Electronic","Integral Corn LED, 500W screw-in lamp base, corn lamp shape, any application",500,"Integrated-ballast LED Lamps",15,"Y"]
["LED001-RKIT","LED Non-Int Ballast",null,1,null,"Electronic","LED Retrofit Kit, (1) 1W total fixture wattage, any fixture shape, any application",1,"Light Emitting Diode (LED)",15,"Y"]
["LED001.5-RKIT","LED Non-Int Ballast",null,1.5,null,"Electronic","LED Retrofit Kit, (1) 1.5W total fixture wattage, any fixture shape, any application",1.5,"Light Emitting Diode (LED)",15,"Y"]
["LED002-RKIT","LED Non-Int Ballast",null,2,null,"Electronic","LED Retrofit Kit, (1) 2W total fixture wattage, any fixture shape, any application",2,"Light Emitting Diode (LED)",15,"Y"]
["LED002.5-RKIT","LED Non-Int Ballast",null,2.5,null,"Electronic","LED Retrofit Kit, (1) 2.5W total fixture wattage, any fixture shape, any application",2.5,"Light Emitting Diode (LED)",15,"Y"]
["LED003-RKIT","LED Non-Int Ballast",null,3,null,"Electronic","LED Retrofit Kit, (1) 3W total fixture wattage, any fixture shape, any application",3,"Light Emitting Diode (LED)",15,"Y"]
["LED003.5-RKIT","LED Non-Int Ballast",null,3.5,null,"Electronic","LED Retrofit Kit, (1) 3.5W total fixture wattage, any fixture shape, any application",3.5,"Light Emitting Diode (LED)",15,"Y"]
["LED004-RKIT","LED Non-Int Ballast",null,4,null,"Electronic","LED Retrofit Kit, (1) 4W total fixture wattage, any fixture shape, any application",4,"Light Emitting Diode (LED)",15,"Y"]
["LED004.5-RKIT","LED Non-Int Ballast",null,4.5,null,"Electronic","LED Retrofit Kit, (1) 4.5W total fixture wattage, any fixture shape, any application",4.5,"Light Emitting Diode (LED)",15,"Y"]
["LED005-RKIT","LED Non-Int Ballast",null,5,null,"Electronic","LED Retrofit Kit, (1) 5W total fixture wattage, any fixture shape, any application",5,"Light Emitting Diode (LED)",15,"Y"]
["LED005.5-RKIT","LED Non-Int Ballast",null,5.5,null,"Electronic","LED Retrofit Kit, (1) 5.5W total fixture wattage, any fixture shape, any application",5.5,"Light Emitting Diode (LED)",15,"Y"]
["LED006-RKIT","LED Non-Int Ballast",null,6,null,"Electronic","LED Retrofit Kit, (1) 6W total fixture wattage, any fixture shape, any application",6,"Light Emitting Diode (LED)",15,"Y"]
["LED006.5-RKIT","LED Non-Int Ballast",null,6.5,null,"Electronic","LED Retrofit Kit, (1) 6.5W total fixture wattage, any fixture shape, any application",6.5,"Light Emitting Diode (LED)",15,"Y"]
["LED007-RKIT","LED Non-Int Ballast",null,7,null,"Electronic","LED Retrofit Kit, (1) 7W total fixture wattage, any fixture shape, any application",7,"Light Emitting Diode (LED)",15,"Y"]
["LED007.5-RKIT","LED Non-Int Ballast",null,7.5,null,"Electronic","LED Retrofit Kit, (1) 7.5W total fixture wattage, any fixture shape, any application",7.5,"Light Emitting Diode (LED)",15,"Y"]
["LED008-RKIT","LED Non-Int Ballast",null,8,null,"Electronic","LED Retrofit Kit, (1) 8W total fixture wattage, any fixture shape, any application",8,"Light Emitting Diode (LED)",15,"Y"]
["LED008.5-RKIT","LED Non-Int Ballast",null,8.5,null,"Electronic","LED Retrofit Kit, (1) 8.5W total fixture wattage, any fixture shape, any application",8.5,"Light Emitting Diode (LED)",15,"Y"]
["LED009-RKIT","LED Non-Int Ballast",null,9,null,"Electronic","LED Retrofit Kit, (1) 9W total fixture wattage, any fixture shape, any application",9,"Light Emitting Diode (LED)",15,"Y"]
["LED009.5-RKIT","LED Non-Int Ballast",null,9.5,null,"Electronic","LED Retrofit Kit, (1) 9.5W total fixture wattage, any fixture shape, any application",9.5,"Light Emitting Diode (LED)",15,"Y"]
["LED010-RKIT","LED Non-Int Ballast",null,10,null,"Electronic","LED Retrofit Kit, (1) 10W total fixture wattage, any fixture shape, any application",10,"Light Emitting Diode (LED)",15,"Y"]
["LED010.5-RKIT","LED Non-Int Ballast",null,10.5,null,"Electronic","LED Retrofit Kit, (1) 10.5W total fixture wattage, any fixture shape, any application",10.5,"Light Emitting Diode (LED)",15,"Y"]
["LED011-RKIT","LED Non-Int Ballast",null,11,null,"Electronic","LED Retrofit Kit, (1) 11W total fixture wattage, any fixture shape, any application",11,"Light Emitting Diode (LED)",15,"Y"]
["LED011.5-RKIT","LED Non-Int Ballast",null,11.5,null,"Electronic","LED Retrofit Kit, (1) 11.5W total fixture wattage, any fixture shape, any application",11.5,"Light Emitting Diode (LED)",15,"Y"]
["LED012-RKIT","LED Non-Int Ballast",null,12,null,"Electronic","LED Retrofit Kit, (1) 12W total fixture wattage, any fixture shape, any application",12,"Light Emitting Diode (LED)",15,"Y"]
["LED012.5-RKIT","LED Non-Int Ballast",null,12.5,null,"Electronic","LED Retrofit Kit, (1) 12.5W total fixture wattage, any fixture shape, any application",12.5,"Light Emitting Diode (LED)",15,"Y"]
["LED013-RKIT","LED Non-Int Ballast",null,13,null,"Electronic","LED Retrofit Kit, (1) 13W total fixture wattage, any fixture shape, any application",13,"Light Emitting Diode (LED)",15,"Y"]
["LED013.5-RKIT","LED Non-Int Ballast",null,13.5,null,"Electronic","LED Retrofit Kit, (1) 13.5W total fixture wattage, any fixture shape, any application",13.5,"Light Emitting Diode (LED)",15,"Y"]
["LED014-RKIT","LED Non-Int Ballast",null,14,null,"Electronic","LED Retrofit Kit, (1) 14W total fixture wattage, any fixture shape, any application",14,"Light Emitting Diode (LED)",15,"Y"]
["LED014.5-RKIT","LED Non-Int Ballast",null,14.5,null,"Electronic","LED Retrofit Kit, (1) 14.5W total fixture wattage, any fixture shape, any application",14.5,"Light Emitting Diode (LED)",15,"Y"]
["LED015-RKIT","LED Non-Int Ballast",null,15,null,"Electronic","LED Retrofit Kit, (1) 15W total fixture wattage, any fixture shape, any application",15,"Light Emitting Diode (LED)",15,"Y"]
["LED015.5-RKIT","LED Non-Int Ballast",null,15.5,null,"Electronic","LED Retrofit Kit, (1) 15.5W total fixture wattage, any fixture shape, any application",15.5,"Light Emitting Diode (LED)",15,"Y"]
["LED016-RKIT","LED Non-Int Ballast",null,16,null,"Electronic","LED Retrofit Kit, (1) 16W total fixture wattage, any fixture shape, any application",16,"Light Emitting Diode (LED)",15,"Y"]
["LED016.5-RKIT","LED Non-Int Ballast",null,16.5,null,"Electronic","LED Retrofit Kit, (1) 16.5W total fixture wattage, any fixture shape, any application",16.5,"Light Emitting Diode (LED)",15,"Y"]
["LED017-RKIT","LED Non-Int Ballast",null,17,null,"Electronic","LED Retrofit Kit, (1) 17W total fixture wattage, any fixture shape, any application",17,"Light Emitting Diode (LED)",15,"Y"]
["LED017.5-RKIT","LED Non-Int Ballast",null,17.5,null,"Electronic","LED Retrofit Kit, (1) 17.5W total fixture wattage, any fixture shape, any application",17.5,"Light Emitting Diode (LED)",15,"Y"]
["LED018-RKIT","LED Non-Int Ballast",null,18,null,"Electronic","LED Retrofit Kit, (1) 18W total fixture wattage, any fixture shape, any application",18,"Light Emitting Diode (LED)",15,"Y"]
["LED018.5-RKIT","LED Non-Int Ballast",null,18.5,null,"Electronic","LED Retrofit Kit, (1) 18.5W total fixture wattage, any fixture shape, any application",18.5,"Light Emitting Diode (LED)",15,"Y"]
["LED019-RKIT","LED Non-Int Ballast",null,19,null,"Electronic","LED Retrofit Kit, (1) 19W total fixture wattage, any fixture shape, any application",19,"Light Emitting Diode (LED)",15,"Y"]
["LED019.5-RKIT","LED Non-Int Ballast",null,19.5,null,"Electronic","LED Retrofit Kit, (1) 19.5W total fixture wattage, any fixture shape, any application",19.5,"Light Emitting Diode (LED)",15,"Y"]
["LED020-RKIT","LED Non-Int Ballast",null,20,null,"Electronic","LED Retrofit Kit, (1) 20W total fixture wattage, any fixture shape, any application",20,"Light Emitting Diode (LED)",15,"Y"]
["LED020.5-RKIT","LED Non-Int Ballast",null,20.5,null,"Electronic","LED Retrofit Kit, (1) 20.5W total fixture wattage, any fixture shape, any application",20.5,"Light Emitting Diode (LED)",15,"Y"]
["LED021-RKIT","LED Non-Int Ballast",null,21,null,"Electronic","LED Retrofit Kit, (1) 21W total fixture wattage, any fixture shape, any application",21,"Light Emitting Diode (LED)",15,"Y"]
["LED021.5-RKIT","LED Non-Int Ballast",null,21.5,null,"Electronic","LED Retrofit Kit, (1) 21.5W total fixture wattage, any fixture shape, any application",21.5,"Light Emitting Diode (LED)",15,"Y"]
["LED022-RKIT","LED Non-Int Ballast",null,22,null,"Electronic","LED Retrofit Kit, (1) 22W total fixture wattage, any fixture shape, any application",22,"Light Emitting Diode (LED)",15,"Y"]
["LED022.5-RKIT","LED Non-Int Ballast",null,22.5,null,"Electronic","LED Retrofit Kit, (1) 22.5W total fixture wattage, any fixture shape, any application",22.5,"Light Emitting Diode (LED)",15,"Y"]
["LED023-RKIT","LED Non-Int Ballast",null,23,null,"Electronic","LED Retrofit Kit, (1) 23W total fixture wattage, any fixture shape, any application",23,"Light Emitting Diode (LED)",15,"Y"]
["LED0023.5-RKIT","LED Non-Int Ballast",null,23.5,null,"Electronic","LED Retrofit Kit, (1) 23.5W total fixture wattage, any fixture shape, any application",23.5,"Light Emitting Diode (LED)",15,"Y"]
["LED024-RKIT","LED Non-Int Ballast",null,24,null,"Electronic","LED Retrofit Kit, (1) 24W total fixture wattage, any fixture shape, any application",24,"Light Emitting Diode (LED)",15,"Y"]
["LED0024.5-RKIT","LED Non-Int Ballast",null,24.5,null,"Electronic","LED Retrofit Kit, (1) 24.5W total fixture wattage, any fixture shape, any application",24.5,"Light Emitting Diode (LED)",15,"Y"]
["LED025-RKIT","LED Non-Int Ballast",null,25,null,"Electronic","LED Retrofit Kit, (1) 25W total fixture wattage, any fixture shape, any application",25,"Light Emitting Diode (LED)",15,"Y"]
["LED025.5-RKIT","LED Non-Int Ballast",null,25.5,null,"Electronic","LED Retrofit Kit, (1) 25.5W total fixture wattage, any fixture shape, any application",25.5,"Light Emitting Diode (LED)",15,"Y"]
["LED026-RKIT","LED Non-Int Ballast",null,26,null,"Electronic","LED Retrofit Kit, (1) 26W total fixture wattage, any fixture shape, any application",26,"Light Emitting Diode (LED)",15,"Y"]
["LED026.5-RKIT","LED Non-Int Ballast",null,26.5,null,"Electronic","LED Retrofit Kit, (1) 26.5W total fixture wattage, any fixture shape, any application",26.5,"Light Emitting Diode (LED)",15,"Y"]
["LED027-RKIT","LED Non-Int Ballast",null,27,null,"Electronic","LED Retrofit Kit, (1) 27W total fixture wattage, any fixture shape, any application",27,"Light Emitting Diode (LED)",15,"Y"]
["LED027.5-RKIT","LED Non-Int Ballast",null,27.5,null,"Electronic","LED Retrofit Kit, (1) 27.5W total fixture wattage, any fixture shape, any application",27.5,"Light Emitting Diode (LED)",15,"Y"]
["LED028-RKIT","LED Non-Int Ballast",null,28,null,"Electronic","LED Retrofit Kit, (1) 28W total fixture wattage, any fixture shape, any application",28,"Light Emitting Diode (LED)",15,"Y"]
["LED028.5-RKIT","LED Non-Int Ballast",null,28.5,null,"Electronic","LED Retrofit Kit, (1) 28.5W total fixture wattage, any fixture shape, any application",28.5,"Light Emitting Diode (LED)",15,"Y"]
["LED029-RKIT","LED Non-Int Ballast",null,29,null,"Electronic","LED Retrofit Kit, (1) 29W total fixture wattage, any fixture shape, any application",29,"Light Emitting Diode (LED)",15,"Y"]
["LED029.5-RKIT","LED Non-Int Ballast",null,29.5,null,"Electronic","LED Retrofit Kit, (1) 29.5W total fixture wattage, any fixture shape, any application",29.5,"Light Emitting Diode (LED)",15,"Y"]
["LED030-RKIT","LED Non-Int Ballast",null,30,null,"Electronic","LED Retrofit Kit, (1) 30W total fixture wattage, any fixture shape, any application",30,"Light Emitting Diode (LED)",15,"Y"]
["LED030.5-RKIT","LED Non-Int Ballast",null,30.5,null,"Electronic","LED Retrofit Kit, (1) 30.5W total fixture wattage, any fixture shape, any application",30.5,"Light Emitting Diode (LED)",15,"Y"]
["LED031-RKIT","LED Non-Int Ballast",null,31,null,"Electronic","LED Retrofit Kit, (1) 31W total fixture wattage, any fixture shape, any application",31,"Light Emitting Diode (LED)",15,"Y"]
["LED031.5-RKIT","LED Non-Int Ballast",null,31.5,null,"Electronic","LED Retrofit Kit, (1) 31.5W total fixture wattage, any fixture shape, any application",31.5,"Light Emitting Diode (LED)",15,"Y"]
["LED032-RKIT","LED Non-Int Ballast",null,32,null,"Electronic","LED Retrofit Kit, (1) 32W total fixture wattage, any fixture shape, any application",32,"Light Emitting Diode (LED)",15,"Y"]
["LED032.5-RKIT","LED Non-Int Ballast",null,32.5,null,"Electronic","LED Retrofit Kit, (1) 32.5W total fixture wattage, any fixture shape, any application",32.5,"Light Emitting Diode (LED)",15,"Y"]
["LED033-RKIT","LED Non-Int Ballast",null,33,null,"Electronic","LED Retrofit Kit, (1) 33W total fixture wattage, any fixture shape, any application",33,"Light Emitting Diode (LED)",15,"Y"]
["LED033.5-RKIT","LED Non-Int Ballast",null,33.5,null,"Electronic","LED Retrofit Kit, (1) 33.5W total fixture wattage, any fixture shape, any application",33.5,"Light Emitting Diode (LED)",15,"Y"]
["LED034-RKIT","LED Non-Int Ballast",null,34,null,"Electronic","LED Retrofit Kit, (1) 34W total fixture wattage, any fixture shape, any application",34,"Light Emitting Diode (LED)",15,"Y"]
["LED034.5-RKIT","LED Non-Int Ballast",null,34.5,null,"Electronic","LED Retrofit Kit, (1) 34.5W total fixture wattage, any fixture shape, any application",34.5,"Light Emitting Diode (LED)",15,"Y"]
["LED035-RKIT","LED Non-Int Ballast",null,35,null,"Electronic","LED Retrofit Kit, (1) 35W total fixture wattage, any fixture shape, any application",35,"Light Emitting Diode (LED)",15,"Y"]
["LED035.5-RKIT","LED Non-Int Ballast",null,35.5,null,"Electronic","LED Retrofit Kit, (1) 35.5W total fixture wattage, any fixture shape, any application",35.5,"Light Emitting Diode (LED)",15,"Y"]
["LED036-RKIT","LED Non-Int Ballast",null,36,null,"Electronic","LED Retrofit Kit, (1) 36W total fixture wattage, any fixture shape, any application",36,"Light Emitting Diode (LED)",15,"Y"]
["LED036.5-RKIT","LED Non-Int Ballast",null,36.5,null,"Electronic","LED Retrofit Kit, (1) 36.5W total fixture wattage, any fixture shape, any application",36.5,"Light Emitting Diode (LED)",15,"Y"]
["LED037-RKIT","LED Non-Int Ballast",null,37,null,"Electronic","LED Retrofit Kit, (1) 37W total fixture wattage, any fixture shape, any application",37,"Light Emitting Diode (LED)",15,"Y"]
["LED037.5-RKIT","LED Non-Int Ballast",null,37.5,null,"Electronic","LED Retrofit Kit, (1) 37.5W total fixture wattage, any fixture shape, any application",37.5,"Light Emitting Diode (LED)",15,"Y"]
["LED038-RKIT","LED Non-Int Ballast",null,38,null,"Electronic","LED Retrofit Kit, (1) 38W total fixture wattage, any fixture shape, any application",38,"Light Emitting Diode (LED)",15,"Y"]
["LED038.5-RKIT","LED Non-Int Ballast",null,38.5,null,"Electronic","LED Retrofit Kit, (1) 38.5W total fixture wattage, any fixture shape, any application",38.5,"Light Emitting Diode (LED)",15,"Y"]
["LED039-RKIT","LED Non-Int Ballast",null,39,null,"Electronic","LED Retrofit Kit, (1) 39W total fixture wattage, any fixture shape, any application",39,"Light Emitting Diode (LED)",15,"Y"]
["LED039.5-RKIT","LED Non-Int Ballast",null,39.5,null,"Electronic","LED Retrofit Kit, (1) 39.5W total fixture wattage, any fixture shape, any application",39.5,"Light Emitting Diode (LED)",15,"Y"]
["LED040-RKIT","LED Non-Int Ballast",null,40,null,"Electronic","LED Retrofit Kit, (1) 40W total fixture wattage, any fixture shape, any application",40,"Light Emitting Diode (LED)",15,"Y"]
["LED040.5-RKIT","LED Non-Int Ballast",null,40.5,null,"Electronic","LED Retrofit Kit, (1) 40.5W total fixture wattage, any fixture shape, any application",40.5,"Light Emitting Diode (LED)",15,"Y"]
["LED041-RKIT","LED Non-Int Ballast",null,41,null,"Electronic","LED Retrofit Kit, (1) 41W total fixture wattage, any fixture shape, any application",41,"Light Emitting Diode (LED)",15,"Y"]
["LED041.5-RKIT","LED Non-Int Ballast",null,41.5,null,"Electronic","LED Retrofit Kit, (1) 41.5W total fixture wattage, any fixture shape, any application",41.5,"Light Emitting Diode (LED)",15,"Y"]
["LED042-RKIT","LED Non-Int Ballast",null,42,null,"Electronic","LED Retrofit Kit, (1) 42W total fixture wattage, any fixture shape, any application",42,"Light Emitting Diode (LED)",15,"Y"]
["LED042.5-RKIT","LED Non-Int Ballast",null,42.5,null,"Electronic","LED Retrofit Kit, (1) 42.5W total fixture wattage, any fixture shape, any application",42.5,"Light Emitting Diode (LED)",15,"Y"]
["LED043-RKIT","LED Non-Int Ballast",null,43,null,"Electronic","LED Retrofit Kit, (1) 43W total fixture wattage, any fixture shape, any application",43,"Light Emitting Diode (LED)",15,"Y"]
["LED043.5-RKIT","LED Non-Int Ballast",null,43.5,null,"Electronic","LED Retrofit Kit, (1) 43.5W total fixture wattage, any fixture shape, any application",43.5,"Light Emitting Diode (LED)",15,"Y"]
["LED044-RKIT","LED Non-Int Ballast",null,44,null,"Electronic","LED Retrofit Kit, (1) 44W total fixture wattage, any fixture shape, any application",44,"Light Emitting Diode (LED)",15,"Y"]
["LED044.5-RKIT","LED Non-Int Ballast",null,44.5,null,"Electronic","LED Retrofit Kit, (1) 44.5W total fixture wattage, any fixture shape, any application",44.5,"Light Emitting Diode (LED)",15,"Y"]
["LED045-RKIT","LED Non-Int Ballast",null,45,null,"Electronic","LED Retrofit Kit, (1) 45W total fixture wattage, any fixture shape, any application",45,"Light Emitting Diode (LED)",15,"Y"]
["LED045.5-RKIT","LED Non-Int Ballast",null,45.5,null,"Electronic","LED Retrofit Kit, (1) 45.5W total fixture wattage, any fixture shape, any application",45.5,"Light Emitting Diode (LED)",15,"Y"]
["LED046-RKIT","LED Non-Int Ballast",null,46,null,"Electronic","LED Retrofit Kit, (1) 46W total fixture wattage, any fixture shape, any application",46,"Light Emitting Diode (LED)",15,"Y"]
["LED046.5-RKIT","LED Non-Int Ballast",null,46.5,null,"Electronic","LED Retrofit Kit, (1) 46.5W total fixture wattage, any fixture shape, any application",46.5,"Light Emitting Diode (LED)",15,"Y"]
["LED047-RKIT","LED Non-Int Ballast",null,47,null,"Electronic","LED Retrofit Kit, (1) 47W total fixture wattage, any fixture shape, any application",47,"Light Emitting Diode (LED)",15,"Y"]
["LED047.5-RKIT","LED Non-Int Ballast",null,47.5,null,"Electronic","LED Retrofit Kit, (1) 47.5W total fixture wattage, any fixture shape, any application",47.5,"Light Emitting Diode (LED)",15,"Y"]
["LED048-RKIT","LED Non-Int Ballast",null,48,null,"Electronic","LED Retrofit Kit, (1) 48W total fixture wattage, any fixture shape, any application",48,"Light Emitting Diode (LED)",15,"Y"]
["LED048.5-RKIT","LED Non-Int Ballast",null,48.5,null,"Electronic","LED Retrofit Kit, (1) 48.5W total fixture wattage, any fixture shape, any application",48.5,"Light Emitting Diode (LED)",15,"Y"]
["LED049-RKIT","LED Non-Int Ballast",null,49,null,"Electronic","LED Retrofit Kit, (1) 49W total fixture wattage, any fixture shape, any application",49,"Light Emitting Diode (LED)",15,"Y"]
["LED049.5-RKIT","LED Non-Int Ballast",null,49.5,null,"Electronic","LED Retrofit Kit, (1) 49.5W total fixture wattage, any fixture shape, any application",49.5,"Light Emitting Diode (LED)",15,"Y"]
["LED050-RKIT","LED Non-Int Ballast",null,50,null,"Electronic","LED Retrofit Kit, (1) 50W total fixture wattage, any fixture shape, any application",50,"Light Emitting Diode (LED)",15,"Y"]
["LED050.5-RKIT","LED Non-Int Ballast",null,50.5,null,"Electronic","LED Retrofit Kit, (1) 50.5W total fixture wattage, any fixture shape, any application",50.5,"Light Emitting Diode (LED)",15,"Y"]
["LED051-RKIT","LED Non-Int Ballast",null,51,null,"Electronic","LED Retrofit Kit, (1) 51W total fixture wattage, any fixture shape, any application",51,"Light Emitting Diode (LED)",15,"Y"]
["LED051.5-RKIT","LED Non-Int Ballast",null,51.5,null,"Electronic","LED Retrofit Kit, (1) 51.5W total fixture wattage, any fixture shape, any application",51.5,"Light Emitting Diode (LED)",15,"Y"]
["LED052-RKIT","LED Non-Int Ballast",null,52,null,"Electronic","LED Retrofit Kit, (1) 52W total fixture wattage, any fixture shape, any application",52,"Light Emitting Diode (LED)",15,"Y"]
["LED052.5-RKIT","LED Non-Int Ballast",null,52.5,null,"Electronic","LED Retrofit Kit, (1) 52.5W total fixture wattage, any fixture shape, any application",52.5,"Light Emitting Diode (LED)",15,"Y"]
["LED053-RKIT","LED Non-Int Ballast",null,53,null,"Electronic","LED Retrofit Kit, (1) 53W total fixture wattage, any fixture shape, any application",53,"Light Emitting Diode (LED)",15,"Y"]
["LED053.5-RKIT","LED Non-Int Ballast",null,53.5,null,"Electronic","LED Retrofit Kit, (1) 53.5W total fixture wattage, any fixture shape, any application",53.5,"Light Emitting Diode (LED)",15,"Y"]
["LED054-RKIT","LED Non-Int Ballast",null,54,null,"Electronic","LED Retrofit Kit, (1) 54W total fixture wattage, any fixture shape, any application",54,"Light Emitting Diode (LED)",15,"Y"]
["LED054.5-RKIT","LED Non-Int Ballast",null,54.5,null,"Electronic","LED Retrofit Kit, (1) 54.5W total fixture wattage, any fixture shape, any application",54.5,"Light Emitting Diode (LED)",15,"Y"]
["LED055-RKIT","LED Non-Int Ballast",null,55,null,"Electronic","LED Retrofit Kit, (1) 55W total fixture wattage, any fixture shape, any application",55,"Light Emitting Diode (LED)",15,"Y"]
["LED055.5-RKIT","LED Non-Int Ballast",null,55.5,null,"Electronic","LED Retrofit Kit, (1) 55.5W total fixture wattage, any fixture shape, any application",55.5,"Light Emitting Diode (LED)",15,"Y"]
["LED056-RKIT","LED Non-Int Ballast",null,56,null,"Electronic","LED Retrofit Kit, (1) 56W total fixture wattage, any fixture shape, any application",56,"Light Emitting Diode (LED)",15,"Y"]
["LED056.5-RKIT","LED Non-Int Ballast",null,56.5,null,"Electronic","LED Retrofit Kit, (1) 56.5W total fixture wattage, any fixture shape, any application",56.5,"Light Emitting Diode (LED)",15,"Y"]
["LED057-RKIT","LED Non-Int Ballast",null,57,null,"Electronic","LED Retrofit Kit, (1) 57W total fixture wattage, any fixture shape, any application",57,"Light Emitting Diode (LED)",15,"Y"]
["LED057.5-RKIT","LED Non-Int Ballast",null,57.5,null,"Electronic","LED Retrofit Kit, (1) 57.5W total fixture wattage, any fixture shape, any application",57.5,"Light Emitting Diode (LED)",15,"Y"]
["LED058-RKIT","LED Non-Int Ballast",null,58,null,"Electronic","LED Retrofit Kit, (1) 58W total fixture wattage, any fixture shape, any application",58,"Light Emitting Diode (LED)",15,"Y"]
["LED058.5-RKIT","LED Non-Int Ballast",null,58.5,null,"Electronic","LED Retrofit Kit, (1) 58.5W total fixture wattage, any fixture shape, any application",58.5,"Light Emitting Diode (LED)",15,"Y"]
["LED059-RKIT","LED Non-Int Ballast",null,59,null,"Electronic","LED Retrofit Kit, (1) 59W total fixture wattage, any fixture shape, any application",59,"Light Emitting Diode (LED)",15,"Y"]
["LED059.5-RKIT","LED Non-Int Ballast",null,59.5,null,"Electronic","LED Retrofit Kit, (1) 59.5W total fixture wattage, any fixture shape, any application",59.5,"Light Emitting Diode (LED)",15,"Y"]
["LED060-RKIT","LED Non-Int Ballast",null,60,null,"Electronic","LED Retrofit Kit, (1) 60W total fixture wattage, any fixture shape, any application",60,"Light Emitting Diode (LED)",15,"Y"]
["LED060.5-RKIT","LED Non-Int Ballast",null,60.5,null,"Electronic","LED Retrofit Kit, (1) 60.5W total fixture wattage, any fixture shape, any application",60.5,"Light Emitting Diode (LED)",15,"Y"]
["LED061-RKIT","LED Non-Int Ballast",null,61,null,"Electronic","LED Retrofit Kit, (1) 61W total fixture wattage, any fixture shape, any application",61,"Light Emitting Diode (LED)",15,"Y"]
["LED061.5-RKIT","LED Non-Int Ballast",null,61.5,null,"Electronic","LED Retrofit Kit, (1) 61.5W total fixture wattage, any fixture shape, any application",61.5,"Light Emitting Diode (LED)",15,"Y"]
["LED062-RKIT","LED Non-Int Ballast",null,62,null,"Electronic","LED Retrofit Kit, (1) 62W total fixture wattage, any fixture shape, any application",62,"Light Emitting Diode (LED)",15,"Y"]
["LED062.5-RKIT","LED Non-Int Ballast",null,62.5,null,"Electronic","LED Retrofit Kit, (1) 62.5W total fixture wattage, any fixture shape, any application",62.5,"Light Emitting Diode (LED)",15,"Y"]
["LED063-RKIT","LED Non-Int Ballast",null,63,null,"Electronic","LED Retrofit Kit, (1) 63W total fixture wattage, any fixture shape, any application",63,"Light Emitting Diode (LED)",15,"Y"]
["LED063.5-RKIT","LED Non-Int Ballast",null,63.5,null,"Electronic","LED Retrofit Kit, (1) 63.5W total fixture wattage, any fixture shape, any application",63.5,"Light Emitting Diode (LED)",15,"Y"]
["LED064-RKIT","LED Non-Int Ballast",null,64,null,"Electronic","LED Retrofit Kit, (1) 64W total fixture wattage, any fixture shape, any application",64,"Light Emitting Diode (LED)",15,"Y"]
["LED064.5-RKIT","LED Non-Int Ballast",null,64.5,null,"Electronic","LED Retrofit Kit, (1) 64.5W total fixture wattage, any fixture shape, any application",64.5,"Light Emitting Diode (LED)",15,"Y"]
["LED065-RKIT","LED Non-Int Ballast",null,65,null,"Electronic","LED Retrofit Kit, (1) 65W total fixture wattage, any fixture shape, any application",65,"Light Emitting Diode (LED)",15,"Y"]
["LED065.5-RKIT","LED Non-Int Ballast",null,65.5,null,"Electronic","LED Retrofit Kit, (1) 65.5W total fixture wattage, any fixture shape, any application",65.5,"Light Emitting Diode (LED)",15,"Y"]
["LED066-RKIT","LED Non-Int Ballast",null,66,null,"Electronic","LED Retrofit Kit, (1) 66W total fixture wattage, any fixture shape, any application",66,"Light Emitting Diode (LED)",15,"Y"]
["LED066.5-RKIT","LED Non-Int Ballast",null,66.5,null,"Electronic","LED Retrofit Kit, (1) 66.5W total fixture wattage, any fixture shape, any application",66.5,"Light Emitting Diode (LED)",15,"Y"]
["LED067-RKIT","LED Non-Int Ballast",null,67,null,"Electronic","LED Retrofit Kit, (1) 67W total fixture wattage, any fixture shape, any application",67,"Light Emitting Diode (LED)",15,"Y"]
["LED067.5-RKIT","LED Non-Int Ballast",null,67.5,null,"Electronic","LED Retrofit Kit, (1) 67.5W total fixture wattage, any fixture shape, any application",67.5,"Light Emitting Diode (LED)",15,"Y"]
["LED068-RKIT","LED Non-Int Ballast",null,68,null,"Electronic","LED Retrofit Kit, (1) 68W total fixture wattage, any fixture shape, any application",68,"Light Emitting Diode (LED)",15,"Y"]
["LED068.5-RKIT","LED Non-Int Ballast",null,68.5,null,"Electronic","LED Retrofit Kit, (1) 68.5W total fixture wattage, any fixture shape, any application",68.5,"Light Emitting Diode (LED)",15,"Y"]
["LED069-RKIT","LED Non-Int Ballast",null,69,null,"Electronic","LED Retrofit Kit, (1) 69W total fixture wattage, any fixture shape, any application",69,"Light Emitting Diode (LED)",15,"Y"]
["LED069.5-RKIT","LED Non-Int Ballast",null,69.5,null,"Electronic","LED Retrofit Kit, (1) 69.5W total fixture wattage, any fixture shape, any application",69.5,"Light Emitting Diode (LED)",15,"Y"]
["LED070-RKIT","LED Non-Int Ballast",null,70,null,"Electronic","LED Retrofit Kit, (1) 70W total fixture wattage, any fixture shape, any application",70,"Light Emitting Diode (LED)",15,"Y"]
["LED070.5-RKIT","LED Non-Int Ballast",null,70.5,null,"Electronic","LED Retrofit Kit, (1) 70.5W total fixture wattage, any fixture shape, any application",70.5,"Light Emitting Diode (LED)",15,"Y"]
["LED071-RKIT","LED Non-Int Ballast",null,71,null,"Electronic","LED Retrofit Kit, (1) 71W total fixture wattage, any fixture shape, any application",71,"Light Emitting Diode (LED)",15,"Y"]
["LED071.5-RKIT","LED Non-Int Ballast",null,71.5,null,"Electronic","LED Retrofit Kit, (1) 71.5W total fixture wattage, any fixture shape, any application",71.5,"Light Emitting Diode (LED)",15,"Y"]
["LED072-RKIT","LED Non-Int Ballast",null,72,null,"Electronic","LED Retrofit Kit, (1) 72W total fixture wattage, any fixture shape, any application",72,"Light Emitting Diode (LED)",15,"Y"]
["LED072.5-RKIT","LED Non-Int Ballast",null,72.5,null,"Electronic","LED Retrofit Kit, (1) 72.5W total fixture wattage, any fixture shape, any application",72.5,"Light Emitting Diode (LED)",15,"Y"]
["LED073-RKIT","LED Non-Int Ballast",null,73,null,"Electronic","LED Retrofit Kit, (1) 73W total fixture wattage, any fixture shape, any application",73,"Light Emitting Diode (LED)",15,"Y"]
["LED073.5-RKIT","LED Non-Int Ballast",null,73.5,null,"Electronic","LED Retrofit Kit, (1) 73.5W total fixture wattage, any fixture shape, any application",73.5,"Light Emitting Diode (LED)",15,"Y"]
["LED074-RKIT","LED Non-Int Ballast",null,74,null,"Electronic","LED Retrofit Kit, (1) 74W total fixture wattage, any fixture shape, any application",74,"Light Emitting Diode (LED)",15,"Y"]
["LED074.5-RKIT","LED Non-Int Ballast",null,74.5,null,"Electronic","LED Retrofit Kit, (1) 74.5W total fixture wattage, any fixture shape, any application",74.5,"Light Emitting Diode (LED)",15,"Y"]
["LED075-RKIT","LED Non-Int Ballast",null,75,null,"Electronic","LED Retrofit Kit, (1) 75W total fixture wattage, any fixture shape, any application",75,"Light Emitting Diode (LED)",15,"Y"]
["LED075.5-RKIT","LED Non-Int Ballast",null,75.5,null,"Electronic","LED Retrofit Kit, (1) 75.5W total fixture wattage, any fixture shape, any application",75.5,"Light Emitting Diode (LED)",15,"Y"]
["LED076-RKIT","LED Non-Int Ballast",null,76,null,"Electronic","LED Retrofit Kit, (1) 76W total fixture wattage, any fixture shape, any application",76,"Light Emitting Diode (LED)",15,"Y"]
["LED076.5-RKIT","LED Non-Int Ballast",null,76.5,null,"Electronic","LED Retrofit Kit, (1) 76.5W total fixture wattage, any fixture shape, any application",76.5,"Light Emitting Diode (LED)",15,"Y"]
["LED077-RKIT","LED Non-Int Ballast",null,77,null,"Electronic","LED Retrofit Kit, (1) 77W total fixture wattage, any fixture shape, any application",77,"Light Emitting Diode (LED)",15,"Y"]
["LED077.5-RKIT","LED Non-Int Ballast",null,77.5,null,"Electronic","LED Retrofit Kit, (1) 77.5W total fixture wattage, any fixture shape, any application",77.5,"Light Emitting Diode (LED)",15,"Y"]
["LED078-RKIT","LED Non-Int Ballast",null,78,null,"Electronic","LED Retrofit Kit, (1) 78W total fixture wattage, any fixture shape, any application",78,"Light Emitting Diode (LED)",15,"Y"]
["LED078.5-RKIT","LED Non-Int Ballast",null,78.5,null,"Electronic","LED Retrofit Kit, (1) 78.5W total fixture wattage, any fixture shape, any application",78.5,"Light Emitting Diode (LED)",15,"Y"]
["LED079-RKIT","LED Non-Int Ballast",null,79,null,"Electronic","LED Retrofit Kit, (1) 79W total fixture wattage, any fixture shape, any application",79,"Light Emitting Diode (LED)",15,"Y"]
["LED079.5-RKIT","LED Non-Int Ballast",null,79.5,null,"Electronic","LED Retrofit Kit, (1) 79.5W total fixture wattage, any fixture shape, any application",79.5,"Light Emitting Diode (LED)",15,"Y"]
["LED080-RKIT","LED Non-Int Ballast",null,80,null,"Electronic","LED Retrofit Kit, (1) 80W total fixture wattage, any fixture shape, any application",80,"Light Emitting Diode (LED)",15,"Y"]
["LED080.5-RKIT","LED Non-Int Ballast",null,80.5,null,"Electronic","LED Retrofit Kit, (1) 80.5W total fixture wattage, any fixture shape, any application",80.5,"Light Emitting Diode (LED)",15,"Y"]
["LED081-RKIT","LED Non-Int Ballast",null,81,null,"Electronic","LED Retrofit Kit, (1) 81W total fixture wattage, any fixture shape, any application",81,"Light Emitting Diode (LED)",15,"Y"]
["LED081.5-RKIT","LED Non-Int Ballast",null,81.5,null,"Electronic","LED Retrofit Kit, (1) 81.5W total fixture wattage, any fixture shape, any application",81.5,"Light Emitting Diode (LED)",15,"Y"]
["LED082-RKIT","LED Non-Int Ballast",null,82,null,"Electronic","LED Retrofit Kit, (1) 82W total fixture wattage, any fixture shape, any application",82,"Light Emitting Diode (LED)",15,"Y"]
["LED082.5-RKIT","LED Non-Int Ballast",null,82.5,null,"Electronic","LED Retrofit Kit, (1) 82.5W total fixture wattage, any fixture shape, any application",82.5,"Light Emitting Diode (LED)",15,"Y"]
["LED083-RKIT","LED Non-Int Ballast",null,83,null,"Electronic","LED Retrofit Kit, (1) 83W total fixture wattage, any fixture shape, any application",83,"Light Emitting Diode (LED)",15,"Y"]
["LED083.5-RKIT","LED Non-Int Ballast",null,83.5,null,"Electronic","LED Retrofit Kit, (1) 83.5W total fixture wattage, any fixture shape, any application",83.5,"Light Emitting Diode (LED)",15,"Y"]
["LED084-RKIT","LED Non-Int Ballast",null,84,null,"Electronic","LED Retrofit Kit, (1) 84W total fixture wattage, any fixture shape, any application",84,"Light Emitting Diode (LED)",15,"Y"]
["LED084.5-RKIT","LED Non-Int Ballast",null,84.5,null,"Electronic","LED Retrofit Kit, (1) 84.5W total fixture wattage, any fixture shape, any application",84.5,"Light Emitting Diode (LED)",15,"Y"]
["LED085-RKIT","LED Non-Int Ballast",null,85,null,"Electronic","LED Retrofit Kit, (1) 85W total fixture wattage, any fixture shape, any application",85,"Light Emitting Diode (LED)",15,"Y"]
["LED085.5-RKIT","LED Non-Int Ballast",null,85.5,null,"Electronic","LED Retrofit Kit, (1) 85.5W total fixture wattage, any fixture shape, any application",85.5,"Light Emitting Diode (LED)",15,"Y"]
["LED086-RKIT","LED Non-Int Ballast",null,86,null,"Electronic","LED Retrofit Kit, (1) 86W total fixture wattage, any fixture shape, any application",86,"Light Emitting Diode (LED)",15,"Y"]
["LED086.5-RKIT","LED Non-Int Ballast",null,86.5,null,"Electronic","LED Retrofit Kit, (1) 86.5W total fixture wattage, any fixture shape, any application",86.5,"Light Emitting Diode (LED)",15,"Y"]
["LED087-RKIT","LED Non-Int Ballast",null,87,null,"Electronic","LED Retrofit Kit, (1) 87W total fixture wattage, any fixture shape, any application",87,"Light Emitting Diode (LED)",15,"Y"]
["LED087.5-RKIT","LED Non-Int Ballast",null,87.5,null,"Electronic","LED Retrofit Kit, (1) 87.5W total fixture wattage, any fixture shape, any application",87.5,"Light Emitting Diode (LED)",15,"Y"]
["LED088-RKIT","LED Non-Int Ballast",null,88,null,"Electronic","LED Retrofit Kit, (1) 88W total fixture wattage, any fixture shape, any application",88,"Light Emitting Diode (LED)",15,"Y"]
["LED088.5-RKIT","LED Non-Int Ballast",null,88.5,null,"Electronic","LED Retrofit Kit, (1) 88.5W total fixture wattage, any fixture shape, any application",88.5,"Light Emitting Diode (LED)",15,"Y"]
["LED089-RKIT","LED Non-Int Ballast",null,89,null,"Electronic","LED Retrofit Kit, (1) 89W total fixture wattage, any fixture shape, any application",89,"Light Emitting Diode (LED)",15,"Y"]
["LED089.5-RKIT","LED Non-Int Ballast",null,89.5,null,"Electronic","LED Retrofit Kit, (1) 89.5W total fixture wattage, any fixture shape, any application",89.5,"Light Emitting Diode (LED)",15,"Y"]
["LED090-RKIT","LED Non-Int Ballast",null,90,null,"Electronic","LED Retrofit Kit, (1) 90W total fixture wattage, any fixture shape, any application",90,"Light Emitting Diode (LED)",15,"Y"]
["LED090.5-RKIT","LED Non-Int Ballast",null,90.5,null,"Electronic","LED Retrofit Kit, (1) 90.5W total fixture wattage, any fixture shape, any application",90.5,"Light Emitting Diode (LED)",15,"Y"]
["LED091-RKIT","LED Non-Int Ballast",null,91,null,"Electronic","LED Retrofit Kit, (1) 91W total fixture wattage, any fixture shape, any application",91,"Light Emitting Diode (LED)",15,"Y"]
["LED091.5-RKIT","LED Non-Int Ballast",null,91.5,null,"Electronic","LED Retrofit Kit, (1) 91.5W total fixture wattage, any fixture shape, any application",91.5,"Light Emitting Diode (LED)",15,"Y"]
["LED092-RKIT","LED Non-Int Ballast",null,92,null,"Electronic","LED Retrofit Kit, (1) 92W total fixture wattage, any fixture shape, any application",92,"Light Emitting Diode (LED)",15,"Y"]
["LED092.5-RKIT","LED Non-Int Ballast",null,92.5,null,"Electronic","LED Retrofit Kit, (1) 92.5W total fixture wattage, any fixture shape, any application",92.5,"Light Emitting Diode (LED)",15,"Y"]
["LED093-RKIT","LED Non-Int Ballast",null,93,null,"Electronic","LED Retrofit Kit, (1) 93W total fixture wattage, any fixture shape, any application",93,"Light Emitting Diode (LED)",15,"Y"]
["LED093.5-RKIT","LED Non-Int Ballast",null,93.5,null,"Electronic","LED Retrofit Kit, (1) 93.5W total fixture wattage, any fixture shape, any application",93.5,"Light Emitting Diode (LED)",15,"Y"]
["LED094-RKIT","LED Non-Int Ballast",null,94,null,"Electronic","LED Retrofit Kit, (1) 94W total fixture wattage, any fixture shape, any application",94,"Light Emitting Diode (LED)",15,"Y"]
["LED094.5-RKIT","LED Non-Int Ballast",null,94.5,null,"Electronic","LED Retrofit Kit, (1) 94.5W total fixture wattage, any fixture shape, any application",94.5,"Light Emitting Diode (LED)",15,"Y"]
["LED095-RKIT","LED Non-Int Ballast",null,95,null,"Electronic","LED Retrofit Kit, (1) 95W total fixture wattage, any fixture shape, any application",95,"Light Emitting Diode (LED)",15,"Y"]
["LED095.5-RKIT","LED Non-Int Ballast",null,95.5,null,"Electronic","LED Retrofit Kit, (1) 95.5W total fixture wattage, any fixture shape, any application",95.5,"Light Emitting Diode (LED)",15,"Y"]
["LED096-RKIT","LED Non-Int Ballast",null,96,null,"Electronic","LED Retrofit Kit, (1) 96W total fixture wattage, any fixture shape, any application",96,"Light Emitting Diode (LED)",15,"Y"]
["LED096.5-RKIT","LED Non-Int Ballast",null,96.5,null,"Electronic","LED Retrofit Kit, (1) 96.5W total fixture wattage, any fixture shape, any application",96.5,"Light Emitting Diode (LED)",15,"Y"]
["LED097-RKIT","LED Non-Int Ballast",null,97,null,"Electronic","LED Retrofit Kit, (1) 97W total fixture wattage, any fixture shape, any application",97,"Light Emitting Diode (LED)",15,"Y"]
["LED097.5-RKIT","LED Non-Int Ballast",null,97.5,null,"Electronic","LED Retrofit Kit, (1) 97.5W total fixture wattage, any fixture shape, any application",97.5,"Light Emitting Diode (LED)",15,"Y"]
["LED098-RKIT","LED Non-Int Ballast",null,98,null,"Electronic","LED Retrofit Kit, (1) 98W total fixture wattage, any fixture shape, any application",98,"Light Emitting Diode (LED)",15,"Y"]
["LED098.5-RKIT","LED Non-Int Ballast",null,98.5,null,"Electronic","LED Retrofit Kit, (1) 98.5W total fixture wattage, any fixture shape, any application",98.5,"Light Emitting Diode (LED)",15,"Y"]
["LED099-RKIT","LED Non-Int Ballast",null,99,null,"Electronic","LED Retrofit Kit, (1) 99W total fixture wattage, any fixture shape, any application",99,"Light Emitting Diode (LED)",15,"Y"]
["LED099.5-RKIT","LED Non-Int Ballast",null,99.5,null,"Electronic","LED Retrofit Kit, (1) 99.5W total fixture wattage, any fixture shape, any application",99.5,"Light Emitting Diode (LED)",15,"Y"]
["LED100-RKIT","LED Non-Int Ballast",null,100,null,"Electronic","LED Retrofit Kit, (1) 100W total fixture wattage, any fixture shape, any application",100,"Light Emitting Diode (LED)",15,"Y"]
["LED001-TUBE","LED Replacement Tube",null,1,null,"Electronic","Non-Integrated Ballast LED, 1W, linear tube, any application",1,"LED Replacement Tubes",15,"Y"]
["LED001.5-TUBE","LED Replacement Tube",null,1.5,null,"Electronic","Non-Integrated Ballast LED, 1.5W, linear tube, any application",1.5,"LED Replacement Tubes",15,"Y"]
["LED002-TUBE","LED Replacement Tube",null,2,null,"Electronic","Non-Integrated Ballast LED, 2W, linear tube, any application",2,"LED Replacement Tubes",15,"Y"]
["LED002.5-TUBE","LED Replacement Tube",null,2.5,null,"Electronic","Non-Integrated Ballast LED, 2.5W, linear tube, any application",2.5,"LED Replacement Tubes",15,"Y"]
["LED003-TUBE","LED Replacement Tube",null,3,null,"Electronic","Non-Integrated Ballast LED, 3W, linear tube, any application",3,"LED Replacement Tubes",15,"Y"]
["LED003.5-TUBE","LED Replacement Tube",null,3.5,null,"Electronic","Non-Integrated Ballast LED, 3.5W, linear tube, any application",3.5,"LED Replacement Tubes",15,"Y"]
["LED004-TUBE","LED Replacement Tube",null,4,null,"Electronic","Non-Integrated Ballast LED, 4W, linear tube, any application",4,"LED Replacement Tubes",15,"Y"]
["LED004.5-TUBE","LED Replacement Tube",null,4.5,null,"Electronic","Non-Integrated Ballast LED, 4.5W, linear tube, any application",4.5,"LED Replacement Tubes",15,"Y"]
["LED005-TUBE","LED Replacement Tube",null,5,null,"Electronic","Non-Integrated Ballast LED, 5W, linear tube, any application",5,"LED Replacement Tubes",15,"Y"]
["LED005.5-TUBE","LED Replacement Tube",null,5.5,null,"Electronic","Non-Integrated Ballast LED, 5.5W, linear tube, any application",5.5,"LED Replacement Tubes",15,"Y"]
["LED006-TUBE","LED Replacement Tube",null,6,null,"Electronic","Non-Integrated Ballast LED, 6W, linear tube, any application",6,"LED Replacement Tubes",15,"Y"]
["LED006.5-TUBE","LED Replacement Tube",null,6.5,null,"Electronic","Non-Integrated Ballast LED, 6.5W, linear tube, any application",6.5,"LED Replacement Tubes",15,"Y"]
["LED007-TUBE","LED Replacement Tube",null,7,null,"Electronic","Non-Integrated Ballast LED, 7W, linear tube, any application",7,"LED Replacement Tubes",15,"Y"]
["LED007.5-TUBE","LED Replacement Tube",null,7.5,null,"Electronic","Non-Integrated Ballast LED, 7.5W, linear tube, any application",7.5,"LED Replacement Tubes",15,"Y"]
["LED008-TUBE","LED Replacement Tube",null,8,null,"Electronic","Non-Integrated Ballast LED, 8W, linear tube, any application",8,"LED Replacement Tubes",15,"Y"]
["LED008.5-TUBE","LED Replacement Tube",null,8.5,null,"Electronic","Non-Integrated Ballast LED, 8.5W, linear tube, any application",8.5,"LED Replacement Tubes",15,"Y"]
["LED009-TUBE","LED Replacement Tube",null,9,null,"Electronic","Non-Integrated Ballast LED, 9W, linear tube, any application",9,"LED Replacement Tubes",15,"Y"]
["LED009.5-TUBE","LED Replacement Tube",null,9.5,null,"Electronic","Non-Integrated Ballast LED, 9.5W, linear tube, any application",9.5,"LED Replacement Tubes",15,"Y"]
["LED010-TUBE","LED Replacement Tube",null,10,null,"Electronic","Non-Integrated Ballast LED, 10W, linear tube, any application",10,"LED Replacement Tubes",15,"Y"]
["LED010.5-TUBE","LED Replacement Tube",null,10.5,null,"Electronic","Non-Integrated Ballast LED, 10.5W, linear tube, any application",10.5,"LED Replacement Tubes",15,"Y"]
["LED011-TUBE","LED Replacement Tube",null,11,null,"Electronic","Non-Integrated Ballast LED, 11W, linear tube, any application",11,"LED Replacement Tubes",15,"Y"]
["LED011.5-TUBE","LED Replacement Tube",null,11.5,null,"Electronic","Non-Integrated Ballast LED, 11.5W, linear tube, any application",11.5,"LED Replacement Tubes",15,"Y"]
["LED012-TUBE","LED Replacement Tube",null,12,null,"Electronic","Non-Integrated Ballast LED, 12W, linear tube, any application",12,"LED Replacement Tubes",15,"Y"]
["LED012.5-TUBE","LED Replacement Tube",null,12.5,null,"Electronic","Non-Integrated Ballast LED, 12.5W, linear tube, any application",12.5,"LED Replacement Tubes",15,"Y"]
["LED013-TUBE","LED Replacement Tube",null,13,null,"Electronic","Non-Integrated Ballast LED, 13W, linear tube, any application",13,"LED Replacement Tubes",15,"Y"]
["LED013.5-TUBE","LED Replacement Tube",null,13.5,null,"Electronic","Non-Integrated Ballast LED, 13.5W, linear tube, any application",13.5,"LED Replacement Tubes",15,"Y"]
["LED014-TUBE","LED Replacement Tube",null,14,null,"Electronic","Non-Integrated Ballast LED, 14W, linear tube, any application",14,"LED Replacement Tubes",15,"Y"]
["LED014.5-TUBE","LED Replacement Tube",null,14.5,null,"Electronic","Non-Integrated Ballast LED, 14.5W, linear tube, any application",14.5,"LED Replacement Tubes",15,"Y"]
["LED015-TUBE","LED Replacement Tube",null,15,null,"Electronic","Non-Integrated Ballast LED, 15W, linear tube, any application",15,"LED Replacement Tubes",15,"Y"]
["LED015.5-TUBE","LED Replacement Tube",null,15.5,null,"Electronic","Non-Integrated Ballast LED, 15.5W, linear tube, any application",15.5,"LED Replacement Tubes",15,"Y"]
["LED016-TUBE","LED Replacement Tube",null,16,null,"Electronic","Non-Integrated Ballast LED, 16W, linear tube, any application",16,"LED Replacement Tubes",15,"Y"]
["LED016.5-TUBE","LED Replacement Tube",null,16.5,null,"Electronic","Non-Integrated Ballast LED, 16.5W, linear tube, any application",16.5,"LED Replacement Tubes",15,"Y"]
["LED017-TUBE","LED Replacement Tube",null,17,null,"Electronic","Non-Integrated Ballast LED, 17W, linear tube, any application",17,"LED Replacement Tubes",15,"Y"]
["LED017.5-TUBE","LED Replacement Tube",null,17.5,null,"Electronic","Non-Integrated Ballast LED, 17.5W, linear tube, any application",17.5,"LED Replacement Tubes",15,"Y"]
["LED018-TUBE","LED Replacement Tube",null,18,null,"Electronic","Non-Integrated Ballast LED, 18W, linear tube, any application",18,"LED Replacement Tubes",15,"Y"]
["LED018.5-TUBE","LED Replacement Tube",null,18.5,null,"Electronic","Non-Integrated Ballast LED, 18.5W, linear tube, any application",18.5,"LED Replacement Tubes",15,"Y"]
["LED019-TUBE","LED Replacement Tube",null,19,null,"Electronic","Non-Integrated Ballast LED, 19W, linear tube, any application",19,"LED Replacement Tubes",15,"Y"]
["LED019.5-TUBE","LED Replacement Tube",null,19.5,null,"Electronic","Non-Integrated Ballast LED, 19.5W, linear tube, any application",19.5,"LED Replacement Tubes",15,"Y"]
["LED020-TUBE","LED Replacement Tube",null,20,null,"Electronic","Non-Integrated Ballast LED, 20W, linear tube, any application",20,"LED Replacement Tubes",15,"Y"]
["LED020.5-TUBE","LED Replacement Tube",null,20.5,null,"Electronic","Non-Integrated Ballast LED, 20.5W, linear tube, any application",20.5,"LED Replacement Tubes",15,"Y"]
["LED021-TUBE","LED Replacement Tube",null,21,null,"Electronic","Non-Integrated Ballast LED, 21W, linear tube, any application",21,"LED Replacement Tubes",15,"Y"]
["LED021.5-TUBE","LED Replacement Tube",null,21.5,null,"Electronic","Non-Integrated Ballast LED, 21.5W, linear tube, any application",21.5,"LED Replacement Tubes",15,"Y"]
["LED022-TUBE","LED Replacement Tube",null,22,null,"Electronic","Non-Integrated Ballast LED, 22W, linear tube, any application",22,"LED Replacement Tubes",15,"Y"]
["LED022.5-TUBE","LED Replacement Tube",null,22.5,null,"Electronic","Non-Integrated Ballast LED, 22.5W, linear tube, any application",22.5,"LED Replacement Tubes",15,"Y"]
["LED023-TUBE","LED Replacement Tube",null,23,null,"Electronic","Non-Integrated Ballast LED, 23W, linear tube, any application",23,"LED Replacement Tubes",15,"Y"]
["LED0023.5-TUBE","LED Replacement Tube",null,23.5,null,"Electronic","Non-Integrated Ballast LED, 23.5W, linear tube, any application",23.5,"LED Replacement Tubes",15,"Y"]
["LED024-TUBE","LED Replacement Tube",null,24,null,"Electronic","Non-Integrated Ballast LED, 24W, linear tube, any application",24,"LED Replacement Tubes",15,"Y"]
["LED0024.5-TUBE","LED Replacement Tube",null,24.5,null,"Electronic","Non-Integrated Ballast LED, 24.5W, linear tube, any application",24.5,"LED Replacement Tubes",15,"Y"]
["LED025-TUBE","LED Replacement Tube",null,25,null,"Electronic","Non-Integrated Ballast LED, 25W, linear tube, any application",25,"LED Replacement Tubes",15,"Y"]
["LED025.5-TUBE","LED Replacement Tube",null,25.5,null,"Electronic","Non-Integrated Ballast LED, 25.5W, linear tube, any application",25.5,"LED Replacement Tubes",15,"Y"]
["LED026-TUBE","LED Replacement Tube",null,26,null,"Electronic","Non-Integrated Ballast LED, 26W, linear tube, any application",26,"LED Replacement Tubes",15,"Y"]
["LED026.5-TUBE","LED Replacement Tube",null,26.5,null,"Electronic","Non-Integrated Ballast LED, 26.5W, linear tube, any application",26.5,"LED Replacement Tubes",15,"Y"]
["LED027-TUBE","LED Replacement Tube",null,27,null,"Electronic","Non-Integrated Ballast LED, 27W, linear tube, any application",27,"LED Replacement Tubes",15,"Y"]
["LED027.5-TUBE","LED Replacement Tube",null,27.5,null,"Electronic","Non-Integrated Ballast LED, 27.5W, linear tube, any application",27.5,"LED Replacement Tubes",15,"Y"]
["LED028-TUBE","LED Replacement Tube",null,28,null,"Electronic","Non-Integrated Ballast LED, 28W, linear tube, any application",28,"LED Replacement Tubes",15,"Y"]
["LED028.5-TUBE","LED Replacement Tube",null,28.5,null,"Electronic","Non-Integrated Ballast LED, 28.5W, linear tube, any application",28.5,"LED Replacement Tubes",15,"Y"]
["LED029-TUBE","LED Replacement Tube",null,29,null,"Electronic","Non-Integrated Ballast LED, 29W, linear tube, any application",29,"LED Replacement Tubes",15,"Y"]
["LED029.5-TUBE","LED Replacement Tube",null,29.5,null,"Electronic","Non-Integrated Ballast LED, 29.5W, linear tube, any application",29.5,"LED Replacement Tubes",15,"Y"]
["LED030-TUBE","LED Replacement Tube",null,30,null,"Electronic","Non-Integrated Ballast LED, 30W, linear tube, any application",30,"LED Replacement Tubes",15,"Y"]
["LED030.5-TUBE","LED Replacement Tube",null,30.5,null,"Electronic","Non-Integrated Ballast LED, 30.5W, linear tube, any application",30.5,"LED Replacement Tubes",15,"Y"]
["LED031-TUBE","LED Replacement Tube",null,31,null,"Electronic","Non-Integrated Ballast LED, 31W, linear tube, any application",31,"LED Replacement Tubes",15,"Y"]
["LED031.5-TUBE","LED Replacement Tube",null,31.5,null,"Electronic","Non-Integrated Ballast LED, 31.5W, linear tube, any application",31.5,"LED Replacement Tubes",15,"Y"]
["LED032-TUBE","LED Replacement Tube",null,32,null,"Electronic","Non-Integrated Ballast LED, 32W, linear tube, any application",32,"LED Replacement Tubes",15,"Y"]
["LED032.5-TUBE","LED Replacement Tube",null,32.5,null,"Electronic","Non-Integrated Ballast LED, 32.5W, linear tube, any application",32.5,"LED Replacement Tubes",15,"Y"]
["LED033-TUBE","LED Replacement Tube",null,33,null,"Electronic","Non-Integrated Ballast LED, 33W, linear tube, any application",33,"LED Replacement Tubes",15,"Y"]
["LED033.5-TUBE","LED Replacement Tube",null,33.5,null,"Electronic","Non-Integrated Ballast LED, 33.5W, linear tube, any application",33.5,"LED Replacement Tubes",15,"Y"]
["LED034-TUBE","LED Replacement Tube",null,34,null,"Electronic","Non-Integrated Ballast LED, 34W, linear tube, any application",34,"LED Replacement Tubes",15,"Y"]
["LED034.5-TUBE","LED Replacement Tube",null,34.5,null,"Electronic","Non-Integrated Ballast LED, 34.5W, linear tube, any application",34.5,"LED Replacement Tubes",15,"Y"]
["LED035-TUBE","LED Replacement Tube",null,35,null,"Electronic","Non-Integrated Ballast LED, 35W, linear tube, any application",35,"LED Replacement Tubes",15,"Y"]
["LED035.5-TUBE","LED Replacement Tube",null,35.5,null,"Electronic","Non-Integrated Ballast LED, 35.5W, linear tube, any application",35.5,"LED Replacement Tubes",15,"Y"]
["LED036-TUBE","LED Replacement Tube",null,36,null,"Electronic","Non-Integrated Ballast LED, 36W, linear tube, any application",36,"LED Replacement Tubes",15,"Y"]
["LED036.5-TUBE","LED Replacement Tube",null,36.5,null,"Electronic","Non-Integrated Ballast LED, 36.5W, linear tube, any application",36.5,"LED Replacement Tubes",15,"Y"]
["LED037-TUBE","LED Replacement Tube",null,37,null,"Electronic","Non-Integrated Ballast LED, 37W, linear tube, any application",37,"LED Replacement Tubes",15,"Y"]
["LED037.5-TUBE","LED Replacement Tube",null,37.5,null,"Electronic","Non-Integrated Ballast LED, 37.5W, linear tube, any application",37.5,"LED Replacement Tubes",15,"Y"]
["LED038-TUBE","LED Replacement Tube",null,38,null,"Electronic","Non-Integrated Ballast LED, 38W, linear tube, any application",38,"LED Replacement Tubes",15,"Y"]
["LED038.5-TUBE","LED Replacement Tube",null,38.5,null,"Electronic","Non-Integrated Ballast LED, 38.5W, linear tube, any application",38.5,"LED Replacement Tubes",15,"Y"]
["LED039-TUBE","LED Replacement Tube",null,39,null,"Electronic","Non-Integrated Ballast LED, 39W, linear tube, any application",39,"LED Replacement Tubes",15,"Y"]
["LED039.5-TUBE","LED Replacement Tube",null,39.5,null,"Electronic","Non-Integrated Ballast LED, 39.5W, linear tube, any application",39.5,"LED Replacement Tubes",15,"Y"]
["LED040-TUBE","LED Replacement Tube",null,40,null,"Electronic","Non-Integrated Ballast LED, 40W, linear tube, any application",40,"LED Replacement Tubes",15,"Y"]
["LED040.5-TUBE","LED Replacement Tube",null,40.5,null,"Electronic","Non-Integrated Ballast LED, 40.5W, linear tube, any application",40.5,"LED Replacement Tubes",15,"Y"]
["LED041-TUBE","LED Replacement Tube",null,41,null,"Electronic","Non-Integrated Ballast LED, 41W, linear tube, any application",41,"LED Replacement Tubes",15,"Y"]
["LED041.5-TUBE","LED Replacement Tube",null,41.5,null,"Electronic","Non-Integrated Ballast LED, 41.5W, linear tube, any application",41.5,"LED Replacement Tubes",15,"Y"]
["LED042-TUBE","LED Replacement Tube",null,42,null,"Electronic","Non-Integrated Ballast LED, 42W, linear tube, any application",42,"LED Replacement Tubes",15,"Y"]
["LED042.5-TUBE","LED Replacement Tube",null,42.5,null,"Electronic","Non-Integrated Ballast LED, 42.5W, linear tube, any application",42.5,"LED Replacement Tubes",15,"Y"]
["LED043-TUBE","LED Replacement Tube",null,43,null,"Electronic","Non-Integrated Ballast LED, 43W, linear tube, any application",43,"LED Replacement Tubes",15,"Y"]
["LED043.5-TUBE","LED Replacement Tube",null,43.5,null,"Electronic","Non-Integrated Ballast LED, 43.5W, linear tube, any application",43.5,"LED Replacement Tubes",15,"Y"]
["LED044-TUBE","LED Replacement Tube",null,44,null,"Electronic","Non-Integrated Ballast LED, 44W, linear tube, any application",44,"LED Replacement Tubes",15,"Y"]
["LED044.5-TUBE","LED Replacement Tube",null,44.5,null,"Electronic","Non-Integrated Ballast LED, 44.5W, linear tube, any application",44.5,"LED Replacement Tubes",15,"Y"]
["LED045-TUBE","LED Replacement Tube",null,45,null,"Electronic","Non-Integrated Ballast LED, 45W, linear tube, any application",45,"LED Replacement Tubes",15,"Y"]
["LED045.5-TUBE","LED Replacement Tube",null,45.5,null,"Electronic","Non-Integrated Ballast LED, 45.5W, linear tube, any application",45.5,"LED Replacement Tubes",15,"Y"]
["LED046-TUBE","LED Replacement Tube",null,46,null,"Electronic","Non-Integrated Ballast LED, 46W, linear tube, any application",46,"LED Replacement Tubes",15,"Y"]
["LED046.5-TUBE","LED Replacement Tube",null,46.5,null,"Electronic","Non-Integrated Ballast LED, 46.5W, linear tube, any application",46.5,"LED Replacement Tubes",15,"Y"]
["LED047-TUBE","LED Replacement Tube",null,47,null,"Electronic","Non-Integrated Ballast LED, 47W, linear tube, any application",47,"LED Replacement Tubes",15,"Y"]
["LED047.5-TUBE","LED Replacement Tube",null,47.5,null,"Electronic","Non-Integrated Ballast LED, 47.5W, linear tube, any application",47.5,"LED Replacement Tubes",15,"Y"]
["LED048-TUBE","LED Replacement Tube",null,48,null,"Electronic","Non-Integrated Ballast LED, 48W, linear tube, any application",48,"LED Replacement Tubes",15,"Y"]
["LED048.5-TUBE","LED Replacement Tube",null,48.5,null,"Electronic","Non-Integrated Ballast LED, 48.5W, linear tube, any application",48.5,"LED Replacement Tubes",15,"Y"]
["LED049-TUBE","LED Replacement Tube",null,49,null,"Electronic","Non-Integrated Ballast LED, 49W, linear tube, any application",49,"LED Replacement Tubes",15,"Y"]
["LED049.5-TUBE","LED Replacement Tube",null,49.5,null,"Electronic","Non-Integrated Ballast LED, 49.5W, linear tube, any application",49.5,"LED Replacement Tubes",15,"Y"]
["LED050-TUBE","LED Replacement Tube",null,50,null,"Electronic","Non-Integrated Ballast LED, 50W, linear tube, any application",50,"LED Replacement Tubes",15,"Y"]
["LED051-TUBE","LED Replacement Tube",null,51,null,"Electronic","Non-Integrated Ballast LED, 51W, linear tube, any application",51,"LED Replacement Tubes",15,"Y"]
["LED052-TUBE","LED Replacement Tube",null,52,null,"Electronic","Non-Integrated Ballast LED, 52W, linear tube, any application",52,"LED Replacement Tubes",15,"Y"]
["LED053-TUBE","LED Replacement Tube",null,53,null,"Electronic","Non-Integrated Ballast LED, 53W, linear tube, any application",53,"LED Replacement Tubes",15,"Y"]
["LED054-TUBE","LED Replacement Tube",null,54,null,"Electronic","Non-Integrated Ballast LED, 54W, linear tube, any application",54,"LED Replacement Tubes",15,"Y"]
["LED055-TUBE","LED Replacement Tube",null,55,null,"Electronic","Non-Integrated Ballast LED, 55W, linear tube, any application",55,"LED Replacement Tubes",15,"Y"]
["LED056-TUBE","LED Replacement Tube",null,56,null,"Electronic","Non-Integrated Ballast LED, 56W, linear tube, any application",56,"LED Replacement Tubes",15,"Y"]
["LED057-TUBE","LED Replacement Tube",null,57,null,"Electronic","Non-Integrated Ballast LED, 57W, linear tube, any application",57,"LED Replacement Tubes",15,"Y"]
["LED058-TUBE","LED Replacement Tube",null,58,null,"Electronic","Non-Integrated Ballast LED, 58W, linear tube, any application",58,"LED Replacement Tubes",15,"Y"]
["LED059-TUBE","LED Replacement Tube",null,59,null,"Electronic","Non-Integrated Ballast LED, 59W, linear tube, any application",59,"LED Replacement Tubes",15,"Y"]
["LED060-TUBE","LED Replacement Tube",null,60,null,"Electronic","Non-Integrated Ballast LED, 60W, linear tube, any application",60,"LED Replacement Tubes",15,"Y"]
["LED061-TUBE","LED Replacement Tube",null,61,null,"Electronic","Non-Integrated Ballast LED, 61W, linear tube, any application",61,"LED Replacement Tubes",15,"Y"]
["LED062-TUBE","LED Replacement Tube",null,62,null,"Electronic","Non-Integrated Ballast LED, 62W, linear tube, any application",62,"LED Replacement Tubes",15,"Y"]
["LED063-TUBE","LED Replacement Tube",null,63,null,"Electronic","Non-Integrated Ballast LED, 63W, linear tube, any application",63,"LED Replacement Tubes",15,"Y"]
["LED064-TUBE","LED Replacement Tube",null,64,null,"Electronic","Non-Integrated Ballast LED, 64W, linear tube, any application",64,"LED Replacement Tubes",15,"Y"]
["LED065-TUBE","LED Replacement Tube",null,65,null,"Electronic","Non-Integrated Ballast LED, 65W, linear tube, any application",65,"LED Replacement Tubes",15,"Y"]
["LED066-TUBE","LED Replacement Tube",null,66,null,"Electronic","Non-Integrated Ballast LED, 66W, linear tube, any application",66,"LED Replacement Tubes",15,"Y"]
["LED067-TUBE","LED Replacement Tube",null,67,null,"Electronic","Non-Integrated Ballast LED, 67W, linear tube, any application",67,"LED Replacement Tubes",15,"Y"]
["LED068-TUBE","LED Replacement Tube",null,68,null,"Electronic","Non-Integrated Ballast LED, 68W, linear tube, any application",68,"LED Replacement Tubes",15,"Y"]
["LED069-TUBE","LED Replacement Tube",null,69,null,"Electronic","Non-Integrated Ballast LED, 69W, linear tube, any application",69,"LED Replacement Tubes",15,"Y"]
["LED070-TUBE","LED Replacement Tube",null,70,null,"Electronic","Non-Integrated Ballast LED, 70W, linear tube, any application",70,"LED Replacement Tubes",15,"Y"]
["LED071-TUBE","LED Replacement Tube",null,71,null,"Electronic","Non-Integrated Ballast LED, 71W, linear tube, any application",71,"LED Replacement Tubes",15,"Y"]
["LED072-TUBE","LED Replacement Tube",null,72,null,"Electronic","Non-Integrated Ballast LED, 72W, linear tube, any application",72,"LED Replacement Tubes",15,"Y"]
["LED073-TUBE","LED Replacement Tube",null,73,null,"Electronic","Non-Integrated Ballast LED, 73W, linear tube, any application",73,"LED Replacement Tubes",15,"Y"]
["LED074-TUBE","LED Replacement Tube",null,74,null,"Electronic","Non-Integrated Ballast LED, 74W, linear tube, any application",74,"LED Replacement Tubes",15,"Y"]
["LED075-TUBE","LED Replacement Tube",null,75,null,"Electronic","Non-Integrated Ballast LED, 75W, linear tube, any application",75,"LED Replacement Tubes",15,"Y"]
["LED076-TUBE","LED Replacement Tube",null,76,null,"Electronic","Non-Integrated Ballast LED, 76W, linear tube, any application",76,"LED Replacement Tubes",15,"Y"]
["LED077-TUBE","LED Replacement Tube",null,77,null,"Electronic","Non-Integrated Ballast LED, 77W, linear tube, any application",77,"LED Replacement Tubes",15,"Y"]
["LED078-TUBE","LED Replacement Tube",null,78,null,"Electronic","Non-Integrated Ballast LED, 78W, linear tube, any application",78,"LED Replacement Tubes",15,"Y"]
["LED079-TUBE","LED Replacement Tube",null,79,null,"Electronic","Non-Integrated Ballast LED, 79W, linear tube, any application",79,"LED Replacement Tubes",15,"Y"]
["LED080-TUBE","LED Replacement Tube",null,80,null,"Electronic","Non-Integrated Ballast LED, 80W, linear tube, any application",80,"LED Replacement Tubes",15,"Y"]
["LED081-TUBE","LED Replacement Tube",null,81,null,"Electronic","Non-Integrated Ballast LED, 81W, linear tube, any application",81,"LED Replacement Tubes",15,"Y"]
["LED082-TUBE","LED Replacement Tube",null,82,null,"Electronic","Non-Integrated Ballast LED, 82W, linear tube, any application",82,"LED Replacement Tubes",15,"Y"]
["LED083-TUBE","LED Replacement Tube",null,83,null,"Electronic","Non-Integrated Ballast LED, 83W, linear tube, any application",83,"LED Replacement Tubes",15,"Y"]
["LED084-TUBE","LED Replacement Tube",null,84,null,"Electronic","Non-Integrated Ballast LED, 84W, linear tube, any application",84,"LED Replacement Tubes",15,"Y"]
["LED085-TUBE","LED Replacement Tube",null,85,null,"Electronic","Non-Integrated Ballast LED, 85W, linear tube, any application",85,"LED Replacement Tubes",15,"Y"]
["LED086-TUBE","LED Replacement Tube",null,86,null,"Electronic","Non-Integrated Ballast LED, 86W, linear tube, any application",86,"LED Replacement Tubes",15,"Y"]
["LED087-TUBE","LED Replacement Tube",null,87,null,"Electronic","Non-Integrated Ballast LED, 87W, linear tube, any application",87,"LED Replacement Tubes",15,"Y"]
["LED088-TUBE","LED Replacement Tube",null,88,null,"Electronic","Non-Integrated Ballast LED, 88W, linear tube, any application",88,"LED Replacement Tubes",15,"Y"]
["LED089-TUBE","LED Replacement Tube",null,89,null,"Electronic","Non-Integrated Ballast LED, 89W, linear tube, any application",89,"LED Replacement Tubes",15,"Y"]
["LED090-TUBE","LED Replacement Tube",null,90,null,"Electronic","Non-Integrated Ballast LED, 90W, linear tube, any application",90,"LED Replacement Tubes",15,"Y"]
["LED091-TUBE","LED Replacement Tube",null,91,null,"Electronic","Non-Integrated Ballast LED, 91W, linear tube, any application",91,"LED Replacement Tubes",15,"Y"]
["LED092-TUBE","LED Replacement Tube",null,92,null,"Electronic","Non-Integrated Ballast LED, 92W, linear tube, any application",92,"LED Replacement Tubes",15,"Y"]
["LED093-TUBE","LED Replacement Tube",null,93,null,"Electronic","Non-Integrated Ballast LED, 93W, linear tube, any application",93,"LED Replacement Tubes",15,"Y"]
["LED094-TUBE","LED Replacement Tube",null,94,null,"Electronic","Non-Integrated Ballast LED, 94W, linear tube, any application",94,"LED Replacement Tubes",15,"Y"]
["LED095-TUBE","LED Replacement Tube",null,95,null,"Electronic","Non-Integrated Ballast LED, 95W, linear tube, any application",95,"LED Replacement Tubes",15,"Y"]
["LED096-TUBE","LED Replacement Tube",null,96,null,"Electronic","Non-Integrated Ballast LED, 96W, linear tube, any application",96,"LED Replacement Tubes",15,"Y"]
["LED097-TUBE","LED Replacement Tube",null,97,null,"Electronic","Non-Integrated Ballast LED, 97W, linear tube, any application",97,"LED Replacement Tubes",15,"Y"]
["LED098-TUBE","LED Replacement Tube",null,98,null,"Electronic","Non-Integrated Ballast LED, 98W, linear tube, any application",98,"LED Replacement Tubes",15,"Y"]
["LED099-TUBE","LED Replacement Tube",null,99,null,"Electronic","Non-Integrated Ballast LED, 99W, linear tube, any application",99,"LED Replacement Tubes",15,"Y"]
["LED100-TUBE","LED Replacement Tube",null,100,null,"Electronic","Non-Integrated Ballast LED, 100W, linear tube, any application",100,"LED Replacement Tubes",15,"Y"]
["LED001-FIXT","LED Non-Int Ballast",null,1,null,"Electronic","Non-Integral LED Fixture, 1W total fixture wattage, any fixture shape, any application",1,"Light Emitting Diode (LED)",15,"Y"]
["LED001.5-FIXT","LED Non-Int Ballast",null,1.5,null,"Electronic","Non-Integral LED Fixture, 1.5W total fixture wattage, any fixture shape, any application",1.5,"Light Emitting Diode (LED)",15,"Y"]
["LED002-FIXT","LED Non-Int Ballast",null,2,null,"Electronic","Non-Integral LED Fixture, 2W total fixture wattage, any fixture shape, any application",2,"Light Emitting Diode (LED)",15,"Y"]
["LED002.5-FIXT","LED Non-Int Ballast",null,2.5,null,"Electronic","Non-Integral LED Fixture, 2.5W total fixture wattage, any fixture shape, any application",2.5,"Light Emitting Diode (LED)",15,"Y"]
["LED003-FIXT","LED Non-Int Ballast",null,3,null,"Electronic","Non-Integral LED Fixture, 3W total fixture wattage, any fixture shape, any application",3,"Light Emitting Diode (LED)",15,"Y"]
["LED003.5-FIXT","LED Non-Int Ballast",null,3.5,null,"Electronic","Non-Integral LED Fixture, 3.5W total fixture wattage, any fixture shape, any application",3.5,"Light Emitting Diode (LED)",15,"Y"]
["LED004-FIXT","LED Non-Int Ballast",null,4,null,"Electronic","Non-Integral LED Fixture, 4W total fixture wattage, any fixture shape, any application",4,"Light Emitting Diode (LED)",15,"Y"]
["LED004.5-FIXT","LED Non-Int Ballast",null,4.5,null,"Electronic","Non-Integral LED Fixture, 4.5W total fixture wattage, any fixture shape, any application",4.5,"Light Emitting Diode (LED)",15,"Y"]
["LED005-FIXT","LED Non-Int Ballast",null,5,null,"Electronic","Non-Integral LED Fixture, 5W total fixture wattage, any fixture shape, any application",5,"Light Emitting Diode (LED)",15,"Y"]
["LED005.5-FIXT","LED Non-Int Ballast",null,5.5,null,"Electronic","Non-Integral LED Fixture, 5.5W total fixture wattage, any fixture shape, any application",5.5,"Light Emitting Diode (LED)",15,"Y"]
["LED006-FIXT","LED Non-Int Ballast",null,6,null,"Electronic","Non-Integral LED Fixture, 6W total fixture wattage, any fixture shape, any application",6,"Light Emitting Diode (LED)",15,"Y"]
["LED006.5-FIXT","LED Non-Int Ballast",null,6.5,null,"Electronic","Non-Integral LED Fixture, 6.5W total fixture wattage, any fixture shape, any application",6.5,"Light Emitting Diode (LED)",15,"Y"]
["LED007-FIXT","LED Non-Int Ballast",null,7,null,"Electronic","Non-Integral LED Fixture, 7W total fixture wattage, any fixture shape, any application",7,"Light Emitting Diode (LED)",15,"Y"]
["LED007.5-FIXT","LED Non-Int Ballast",null,7.5,null,"Electronic","Non-Integral LED Fixture, 7.5W total fixture wattage, any fixture shape, any application",7.5,"Light Emitting Diode (LED)",15,"Y"]
["LED008-FIXT","LED Non-Int Ballast",null,8,null,"Electronic","Non-Integral LED Fixture, 8W total fixture wattage, any fixture shape, any application",8,"Light Emitting Diode (LED)",15,"Y"]
["LED008.5-FIXT","LED Non-Int Ballast",null,8.5,null,"Electronic","Non-Integral LED Fixture, 8.5W total fixture wattage, any fixture shape, any application",8.5,"Light Emitting Diode (LED)",15,"Y"]
["LED009-FIXT","LED Non-Int Ballast",null,9,null,"Electronic","Non-Integral LED Fixture, 9W total fixture wattage, any fixture shape, any application",9,"Light Emitting Diode (LED)",15,"Y"]
["LED009.5-FIXT","LED Non-Int Ballast",null,9.5,null,"Electronic","Non-Integral LED Fixture, 9.5W total fixture wattage, any fixture shape, any application",9.5,"Light Emitting Diode (LED)",15,"Y"]
["LED010-FIXT","LED Non-Int Ballast",null,10,null,"Electronic","Non-Integral LED Fixture, 10W total fixture wattage, any fixture shape, any application",10,"Light Emitting Diode (LED)",15,"Y"]
["LED010.5-FIXT","LED Non-Int Ballast",null,10.5,null,"Electronic","Non-Integral LED Fixture, 10.5W total fixture wattage, any fixture shape, any application",10.5,"Light Emitting Diode (LED)",15,"Y"]
["LED011-FIXT","LED Non-Int Ballast",null,11,null,"Electronic","Non-Integral LED Fixture, 11W total fixture wattage, any fixture shape, any application",11,"Light Emitting Diode (LED)",15,"Y"]
["LED011.5-FIXT","LED Non-Int Ballast",null,11.5,null,"Electronic","Non-Integral LED Fixture, 11.5W total fixture wattage, any fixture shape, any application",11.5,"Light Emitting Diode (LED)",15,"Y"]
["LED012-FIXT","LED Non-Int Ballast",null,12,null,"Electronic","Non-Integral LED Fixture, 12W total fixture wattage, any fixture shape, any application",12,"Light Emitting Diode (LED)",15,"Y"]
["LED012.5-FIXT","LED Non-Int Ballast",null,12.5,null,"Electronic","Non-Integral LED Fixture, 12.5W total fixture wattage, any fixture shape, any application",12.5,"Light Emitting Diode (LED)",15,"Y"]
["LED013-FIXT","LED Non-Int Ballast",null,13,null,"Electronic","Non-Integral LED Fixture, 13W total fixture wattage, any fixture shape, any application",13,"Light Emitting Diode (LED)",15,"Y"]
["LED013.5-FIXT","LED Non-Int Ballast",null,13.5,null,"Electronic","Non-Integral LED Fixture, 13.5W total fixture wattage, any fixture shape, any application",13.5,"Light Emitting Diode (LED)",15,"Y"]
["LED014-FIXT","LED Non-Int Ballast",null,14,null,"Electronic","Non-Integral LED Fixture, 14W total fixture wattage, any fixture shape, any application",14,"Light Emitting Diode (LED)",15,"Y"]
["LED014.5-FIXT","LED Non-Int Ballast",null,14.5,null,"Electronic","Non-Integral LED Fixture, 14.5W total fixture wattage, any fixture shape, any application",14.5,"Light Emitting Diode (LED)",15,"Y"]
["LED015-FIXT","LED Non-Int Ballast",null,15,null,"Electronic","Non-Integral LED Fixture, 15W total fixture wattage, any fixture shape, any application",15,"Light Emitting Diode (LED)",15,"Y"]
["LED015.5-FIXT","LED Non-Int Ballast",null,15.5,null,"Electronic","Non-Integral LED Fixture, 15.5W total fixture wattage, any fixture shape, any application",15.5,"Light Emitting Diode (LED)",15,"Y"]
["LED016-FIXT","LED Non-Int Ballast",null,16,null,"Electronic","Non-Integral LED Fixture, 16W total fixture wattage, any fixture shape, any application",16,"Light Emitting Diode (LED)",15,"Y"]
["LED016.5-FIXT","LED Non-Int Ballast",null,16.5,null,"Electronic","Non-Integral LED Fixture, 16.5W total fixture wattage, any fixture shape, any application",16.5,"Light Emitting Diode (LED)",15,"Y"]
["LED017-FIXT","LED Non-Int Ballast",null,17,null,"Electronic","Non-Integral LED Fixture, 17W total fixture wattage, any fixture shape, any application",17,"Light Emitting Diode (LED)",15,"Y"]
["LED017.5-FIXT","LED Non-Int Ballast",null,17.5,null,"Electronic","Non-Integral LED Fixture, 17.5W total fixture wattage, any fixture shape, any application",17.5,"Light Emitting Diode (LED)",15,"Y"]
["LED018-FIXT","LED Non-Int Ballast",null,18,null,"Electronic","Non-Integral LED Fixture, 18W total fixture wattage, any fixture shape, any application",18,"Light Emitting Diode (LED)",15,"Y"]
["LED018.5-FIXT","LED Non-Int Ballast",null,18.5,null,"Electronic","Non-Integral LED Fixture, 18.5W total fixture wattage, any fixture shape, any application",18.5,"Light Emitting Diode (LED)",15,"Y"]
["LED019-FIXT","LED Non-Int Ballast",null,19,null,"Electronic","Non-Integral LED Fixture, 19W total fixture wattage, any fixture shape, any application",19,"Light Emitting Diode (LED)",15,"Y"]
["LED019.5-FIXT","LED Non-Int Ballast",null,19.5,null,"Electronic","Non-Integral LED Fixture, 19.5W total fixture wattage, any fixture shape, any application",19.5,"Light Emitting Diode (LED)",15,"Y"]
["LED020-FIXT","LED Non-Int Ballast",null,20,null,"Electronic","Non-Integral LED Fixture, 20W total fixture wattage, any fixture shape, any application",20,"Light Emitting Diode (LED)",15,"Y"]
["LED020.5-FIXT","LED Non-Int Ballast",null,20.5,null,"Electronic","Non-Integral LED Fixture, 20.5W total fixture wattage, any fixture shape, any application",20.5,"Light Emitting Diode (LED)",15,"Y"]
["LED021-FIXT","LED Non-Int Ballast",null,21,null,"Electronic","Non-Integral LED Fixture, 21W total fixture wattage, any fixture shape, any application",21,"Light Emitting Diode (LED)",15,"Y"]
["LED021.5-FIXT","LED Non-Int Ballast",null,21.5,null,"Electronic","Non-Integral LED Fixture, 21.5W total fixture wattage, any fixture shape, any application",21.5,"Light Emitting Diode (LED)",15,"Y"]
["LED022-FIXT","LED Non-Int Ballast",null,22,null,"Electronic","Non-Integral LED Fixture, 22W total fixture wattage, any fixture shape, any application",22,"Light Emitting Diode (LED)",15,"Y"]
["LED022.5-FIXT","LED Non-Int Ballast",null,22.5,null,"Electronic","Non-Integral LED Fixture, 22.5W total fixture wattage, any fixture shape, any application",22.5,"Light Emitting Diode (LED)",15,"Y"]
["LED023-FIXT","LED Non-Int Ballast",null,23,null,"Electronic","Non-Integral LED Fixture, 23W total fixture wattage, any fixture shape, any application",23,"Light Emitting Diode (LED)",15,"Y"]
["LED023.5-FIXT","LED Non-Int Ballast",null,23.5,null,"Electronic","Non-Integral LED Fixture, 23.5W total fixture wattage, any fixture shape, any application",23.5,"Light Emitting Diode (LED)",15,"Y"]
["LED024-FIXT","LED Non-Int Ballast",null,24,null,"Electronic","Non-Integral LED Fixture, 24W total fixture wattage, any fixture shape, any application",24,"Light Emitting Diode (LED)",15,"Y"]
["LED024.5-FIXT","LED Non-Int Ballast",null,24.5,null,"Electronic","Non-Integral LED Fixture, 24.5W total fixture wattage, any fixture shape, any application",24.5,"Light Emitting Diode (LED)",15,"Y"]
["LED025-FIXT","LED Non-Int Ballast",null,25,null,"Electronic","Non-Integral LED Fixture, 25W total fixture wattage, any fixture shape, any application",25,"Light Emitting Diode (LED)",15,"Y"]
["LED025.5-FIXT","LED Non-Int Ballast",null,25.5,null,"Electronic","Non-Integral LED Fixture, 25.5W total fixture wattage, any fixture shape, any application",25.5,"Light Emitting Diode (LED)",15,"Y"]
["LED026-FIXT","LED Non-Int Ballast",null,26,null,"Electronic","Non-Integral LED Fixture, 26W total fixture wattage, any fixture shape, any application",26,"Light Emitting Diode (LED)",15,"Y"]
["LED026.5-FIXT","LED Non-Int Ballast",null,26.5,null,"Electronic","Non-Integral LED Fixture, 26.5W total fixture wattage, any fixture shape, any application",26.5,"Light Emitting Diode (LED)",15,"Y"]
["LED027-FIXT","LED Non-Int Ballast",null,27,null,"Electronic","Non-Integral LED Fixture, 27W total fixture wattage, any fixture shape, any application",27,"Light Emitting Diode (LED)",15,"Y"]
["LED027.5-FIXT","LED Non-Int Ballast",null,27.5,null,"Electronic","Non-Integral LED Fixture, 27.5W total fixture wattage, any fixture shape, any application",27.5,"Light Emitting Diode (LED)",15,"Y"]
["LED028-FIXT","LED Non-Int Ballast",null,28,null,"Electronic","Non-Integral LED Fixture, 28W total fixture wattage, any fixture shape, any application",28,"Light Emitting Diode (LED)",15,"Y"]
["LED028.5-FIXT","LED Non-Int Ballast",null,28.5,null,"Electronic","Non-Integral LED Fixture, 28.5W total fixture wattage, any fixture shape, any application",28.5,"Light Emitting Diode (LED)",15,"Y"]
["LED029-FIXT","LED Non-Int Ballast",null,29,null,"Electronic","Non-Integral LED Fixture, 29W total fixture wattage, any fixture shape, any application",29,"Light Emitting Diode (LED)",15,"Y"]
["LED029.5-FIXT","LED Non-Int Ballast",null,29.5,null,"Electronic","Non-Integral LED Fixture, 29.5W total fixture wattage, any fixture shape, any application",29.5,"Light Emitting Diode (LED)",15,"Y"]
["LED030-FIXT","LED Non-Int Ballast",null,30,null,"Electronic","Non-Integral LED Fixture, 30W total fixture wattage, any fixture shape, any application",30,"Light Emitting Diode (LED)",15,"Y"]
["LED030.5-FIXT","LED Non-Int Ballast",null,30.5,null,"Electronic","Non-Integral LED Fixture, 30.5W total fixture wattage, any fixture shape, any application",30.5,"Light Emitting Diode (LED)",15,"Y"]
["LED031-FIXT","LED Non-Int Ballast",null,31,null,"Electronic","Non-Integral LED Fixture, 31W total fixture wattage, any fixture shape, any application",31,"Light Emitting Diode (LED)",15,"Y"]
["LED031.5-FIXT","LED Non-Int Ballast",null,31.5,null,"Electronic","Non-Integral LED Fixture, 31.5W total fixture wattage, any fixture shape, any application",31.5,"Light Emitting Diode (LED)",15,"Y"]
["LED032-FIXT","LED Non-Int Ballast",null,32,null,"Electronic","Non-Integral LED Fixture, 32W total fixture wattage, any fixture shape, any application",32,"Light Emitting Diode (LED)",15,"Y"]
["LED032.5-FIXT","LED Non-Int Ballast",null,32.5,null,"Electronic","Non-Integral LED Fixture, 32.5W total fixture wattage, any fixture shape, any application",32.5,"Light Emitting Diode (LED)",15,"Y"]
["LED033-FIXT","LED Non-Int Ballast",null,33,null,"Electronic","Non-Integral LED Fixture, 33W total fixture wattage, any fixture shape, any application",33,"Light Emitting Diode (LED)",15,"Y"]
["LED033.5-FIXT","LED Non-Int Ballast",null,33.5,null,"Electronic","Non-Integral LED Fixture, 33.5W total fixture wattage, any fixture shape, any application",33.5,"Light Emitting Diode (LED)",15,"Y"]
["LED034-FIXT","LED Non-Int Ballast",null,34,null,"Electronic","Non-Integral LED Fixture, 34W total fixture wattage, any fixture shape, any application",34,"Light Emitting Diode (LED)",15,"Y"]
["LED034.5-FIXT","LED Non-Int Ballast",null,34.5,null,"Electronic","Non-Integral LED Fixture, 34.5W total fixture wattage, any fixture shape, any application",34.5,"Light Emitting Diode (LED)",15,"Y"]
["LED035-FIXT","LED Non-Int Ballast",null,35,null,"Electronic","Non-Integral LED Fixture, 35W total fixture wattage, any fixture shape, any application",35,"Light Emitting Diode (LED)",15,"Y"]
["LED035.5-FIXT","LED Non-Int Ballast",null,35.5,null,"Electronic","Non-Integral LED Fixture, 35.5W total fixture wattage, any fixture shape, any application",35.5,"Light Emitting Diode (LED)",15,"Y"]
["LED036-FIXT","LED Non-Int Ballast",null,36,null,"Electronic","Non-Integral LED Fixture, 36W total fixture wattage, any fixture shape, any application",36,"Light Emitting Diode (LED)",15,"Y"]
["LED036.5-FIXT","LED Non-Int Ballast",null,36.5,null,"Electronic","Non-Integral LED Fixture, 36.5W total fixture wattage, any fixture shape, any application",36.5,"Light Emitting Diode (LED)",15,"Y"]
["LED037-FIXT","LED Non-Int Ballast",null,37,null,"Electronic","Non-Integral LED Fixture, 37W total fixture wattage, any fixture shape, any application",37,"Light Emitting Diode (LED)",15,"Y"]
["LED037.5-FIXT","LED Non-Int Ballast",null,37.5,null,"Electronic","Non-Integral LED Fixture, 37.5W total fixture wattage, any fixture shape, any application",37.5,"Light Emitting Diode (LED)",15,"Y"]
["LED038-FIXT","LED Non-Int Ballast",null,38,null,"Electronic","Non-Integral LED Fixture, 38W total fixture wattage, any fixture shape, any application",38,"Light Emitting Diode (LED)",15,"Y"]
["LED038.5-FIXT","LED Non-Int Ballast",null,38.5,null,"Electronic","Non-Integral LED Fixture, 38.5W total fixture wattage, any fixture shape, any application",38.5,"Light Emitting Diode (LED)",15,"Y"]
["LED039-FIXT","LED Non-Int Ballast",null,39,null,"Electronic","Non-Integral LED Fixture, 39W total fixture wattage, any fixture shape, any application",39,"Light Emitting Diode (LED)",15,"Y"]
["LED039.5-FIXT","LED Non-Int Ballast",null,39.5,null,"Electronic","Non-Integral LED Fixture, 39.5W total fixture wattage, any fixture shape, any application",39.5,"Light Emitting Diode (LED)",15,"Y"]
["LED040-FIXT","LED Non-Int Ballast",null,40,null,"Electronic","Non-Integral LED Fixture, 40W total fixture wattage, any fixture shape, any application",40,"Light Emitting Diode (LED)",15,"Y"]
["LED040.5-FIXT","LED Non-Int Ballast",null,40.5,null,"Electronic","Non-Integral LED Fixture, 40.5W total fixture wattage, any fixture shape, any application",40.5,"Light Emitting Diode (LED)",15,"Y"]
["LED041-FIXT","LED Non-Int Ballast",null,41,null,"Electronic","Non-Integral LED Fixture, 41W total fixture wattage, any fixture shape, any application",41,"Light Emitting Diode (LED)",15,"Y"]
["LED041.5-FIXT","LED Non-Int Ballast",null,41.5,null,"Electronic","Non-Integral LED Fixture, 41.5W total fixture wattage, any fixture shape, any application",41.5,"Light Emitting Diode (LED)",15,"Y"]
["LED042-FIXT","LED Non-Int Ballast",null,42,null,"Electronic","Non-Integral LED Fixture, 42W total fixture wattage, any fixture shape, any application",42,"Light Emitting Diode (LED)",15,"Y"]
["LED042.5-FIXT","LED Non-Int Ballast",null,42.5,null,"Electronic","Non-Integral LED Fixture, 42.5W total fixture wattage, any fixture shape, any application",42.5,"Light Emitting Diode (LED)",15,"Y"]
["LED043-FIXT","LED Non-Int Ballast",null,43,null,"Electronic","Non-Integral LED Fixture, 43W total fixture wattage, any fixture shape, any application",43,"Light Emitting Diode (LED)",15,"Y"]
["LED043.5-FIXT","LED Non-Int Ballast",null,43.5,null,"Electronic","Non-Integral LED Fixture, 43.5W total fixture wattage, any fixture shape, any application",43.5,"Light Emitting Diode (LED)",15,"Y"]
["LED044-FIXT","LED Non-Int Ballast",null,44,null,"Electronic","Non-Integral LED Fixture, 44W total fixture wattage, any fixture shape, any application",44,"Light Emitting Diode (LED)",15,"Y"]
["LED044.5-FIXT","LED Non-Int Ballast",null,44.5,null,"Electronic","Non-Integral LED Fixture, 44.5W total fixture wattage, any fixture shape, any application",44.5,"Light Emitting Diode (LED)",15,"Y"]
["LED045-FIXT","LED Non-Int Ballast",null,45,null,"Electronic","Non-Integral LED Fixture, 45W total fixture wattage, any fixture shape, any application",45,"Light Emitting Diode (LED)",15,"Y"]
["LED045.5-FIXT","LED Non-Int Ballast",null,45.5,null,"Electronic","Non-Integral LED Fixture, 45.5W total fixture wattage, any fixture shape, any application",45.5,"Light Emitting Diode (LED)",15,"Y"]
["LED046-FIXT","LED Non-Int Ballast",null,46,null,"Electronic","Non-Integral LED Fixture, 46W total fixture wattage, any fixture shape, any application",46,"Light Emitting Diode (LED)",15,"Y"]
["LED046.5-FIXT","LED Non-Int Ballast",null,46.5,null,"Electronic","Non-Integral LED Fixture, 46.5W total fixture wattage, any fixture shape, any application",46.5,"Light Emitting Diode (LED)",15,"Y"]
["LED047-FIXT","LED Non-Int Ballast",null,47,null,"Electronic","Non-Integral LED Fixture, 47W total fixture wattage, any fixture shape, any application",47,"Light Emitting Diode (LED)",15,"Y"]
["LED047.5-FIXT","LED Non-Int Ballast",null,47.5,null,"Electronic","Non-Integral LED Fixture, 47.5W total fixture wattage, any fixture shape, any application",47.5,"Light Emitting Diode (LED)",15,"Y"]
["LED048-FIXT","LED Non-Int Ballast",null,48,null,"Electronic","Non-Integral LED Fixture, 48W total fixture wattage, any fixture shape, any application",48,"Light Emitting Diode (LED)",15,"Y"]
["LED048.5-FIXT","LED Non-Int Ballast",null,48.5,null,"Electronic","Non-Integral LED Fixture, 48.5W total fixture wattage, any fixture shape, any application",48.5,"Light Emitting Diode (LED)",15,"Y"]
["LED049-FIXT","LED Non-Int Ballast",null,49,null,"Electronic","Non-Integral LED Fixture, 49W total fixture wattage, any fixture shape, any application",49,"Light Emitting Diode (LED)",15,"Y"]
["LED049.5-FIXT","LED Non-Int Ballast",null,49.5,null,"Electronic","Non-Integral LED Fixture, 49.5W total fixture wattage, any fixture shape, any application",49.5,"Light Emitting Diode (LED)",15,"Y"]
["LED050-FIXT","LED Non-Int Ballast",null,50,null,"Electronic","Non-Integral LED Fixture, 50W total fixture wattage, any fixture shape, any application",50,"Light Emitting Diode (LED)",15,"Y"]
["LED050.5-FIXT","LED Non-Int Ballast",null,50.5,null,"Electronic","Non-Integral LED Fixture, 50.5W total fixture wattage, any fixture shape, any application",50.5,"Light Emitting Diode (LED)",15,"Y"]
["LED051-FIXT","LED Non-Int Ballast",null,51,null,"Electronic","Non-Integral LED Fixture, 51W total fixture wattage, any fixture shape, any application",51,"Light Emitting Diode (LED)",15,"Y"]
["LED051.5-FIXT","LED Non-Int Ballast",null,51.5,null,"Electronic","Non-Integral LED Fixture, 51.5W total fixture wattage, any fixture shape, any application",51.5,"Light Emitting Diode (LED)",15,"Y"]
["LED052-FIXT","LED Non-Int Ballast",null,52,null,"Electronic","Non-Integral LED Fixture, 52W total fixture wattage, any fixture shape, any application",52,"Light Emitting Diode (LED)",15,"Y"]
["LED052.5-FIXT","LED Non-Int Ballast",null,52.5,null,"Electronic","Non-Integral LED Fixture, 52.5W total fixture wattage, any fixture shape, any application",52.5,"Light Emitting Diode (LED)",15,"Y"]
["LED053-FIXT","LED Non-Int Ballast",null,53,null,"Electronic","Non-Integral LED Fixture, 53W total fixture wattage, any fixture shape, any application",53,"Light Emitting Diode (LED)",15,"Y"]
["LED053.5-FIXT","LED Non-Int Ballast",null,53.5,null,"Electronic","Non-Integral LED Fixture, 53.5W total fixture wattage, any fixture shape, any application",53.5,"Light Emitting Diode (LED)",15,"Y"]
["LED054-FIXT","LED Non-Int Ballast",null,54,null,"Electronic","Non-Integral LED Fixture, 54W total fixture wattage, any fixture shape, any application",54,"Light Emitting Diode (LED)",15,"Y"]
["LED054.5-FIXT","LED Non-Int Ballast",null,54.5,null,"Electronic","Non-Integral LED Fixture, 54.5W total fixture wattage, any fixture shape, any application",54.5,"Light Emitting Diode (LED)",15,"Y"]
["LED055-FIXT","LED Non-Int Ballast",null,55,null,"Electronic","Non-Integral LED Fixture, 55W total fixture wattage, any fixture shape, any application",55,"Light Emitting Diode (LED)",15,"Y"]
["LED055.5-FIXT","LED Non-Int Ballast",null,55.5,null,"Electronic","Non-Integral LED Fixture, 55.5W total fixture wattage, any fixture shape, any application",55.5,"Light Emitting Diode (LED)",15,"Y"]
["LED056-FIXT","LED Non-Int Ballast",null,56,null,"Electronic","Non-Integral LED Fixture, 56W total fixture wattage, any fixture shape, any application",56,"Light Emitting Diode (LED)",15,"Y"]
["LED056.5-FIXT","LED Non-Int Ballast",null,56.5,null,"Electronic","Non-Integral LED Fixture, 56.5W total fixture wattage, any fixture shape, any application",56.5,"Light Emitting Diode (LED)",15,"Y"]
["LED057-FIXT","LED Non-Int Ballast",null,57,null,"Electronic","Non-Integral LED Fixture, 57W total fixture wattage, any fixture shape, any application",57,"Light Emitting Diode (LED)",15,"Y"]
["LED057.5-FIXT","LED Non-Int Ballast",null,57.5,null,"Electronic","Non-Integral LED Fixture, 57.5W total fixture wattage, any fixture shape, any application",57.5,"Light Emitting Diode (LED)",15,"Y"]
["LED058-FIXT","LED Non-Int Ballast",null,58,null,"Electronic","Non-Integral LED Fixture, 58W total fixture wattage, any fixture shape, any application",58,"Light Emitting Diode (LED)",15,"Y"]
["LED058.5-FIXT","LED Non-Int Ballast",null,58.5,null,"Electronic","Non-Integral LED Fixture, 58.5W total fixture wattage, any fixture shape, any application",58.5,"Light Emitting Diode (LED)",15,"Y"]
["LED059-FIXT","LED Non-Int Ballast",null,59,null,"Electronic","Non-Integral LED Fixture, 59W total fixture wattage, any fixture shape, any application",59,"Light Emitting Diode (LED)",15,"Y"]
["LED059.5-FIXT","LED Non-Int Ballast",null,59.5,null,"Electronic","Non-Integral LED Fixture, 59.5W total fixture wattage, any fixture shape, any application",59.5,"Light Emitting Diode (LED)",15,"Y"]
["LED060-FIXT","LED Non-Int Ballast",null,60,null,"Electronic","Non-Integral LED Fixture, 60W total fixture wattage, any fixture shape, any application",60,"Light Emitting Diode (LED)",15,"Y"]
["LED060.5-FIXT","LED Non-Int Ballast",null,60.5,null,"Electronic","Non-Integral LED Fixture, 60.5W total fixture wattage, any fixture shape, any application",60.5,"Light Emitting Diode (LED)",15,"Y"]
["LED061-FIXT","LED Non-Int Ballast",null,61,null,"Electronic","Non-Integral LED Fixture, 61W total fixture wattage, any fixture shape, any application",61,"Light Emitting Diode (LED)",15,"Y"]
["LED061.5-FIXT","LED Non-Int Ballast",null,61.5,null,"Electronic","Non-Integral LED Fixture, 61.5W total fixture wattage, any fixture shape, any application",61.5,"Light Emitting Diode (LED)",15,"Y"]
["LED062-FIXT","LED Non-Int Ballast",null,62,null,"Electronic","Non-Integral LED Fixture, 62W total fixture wattage, any fixture shape, any application",62,"Light Emitting Diode (LED)",15,"Y"]
["LED062.5-FIXT","LED Non-Int Ballast",null,62.5,null,"Electronic","Non-Integral LED Fixture, 62.5W total fixture wattage, any fixture shape, any application",62.5,"Light Emitting Diode (LED)",15,"Y"]
["LED063-FIXT","LED Non-Int Ballast",null,63,null,"Electronic","Non-Integral LED Fixture, 63W total fixture wattage, any fixture shape, any application",63,"Light Emitting Diode (LED)",15,"Y"]
["LED063.5-FIXT","LED Non-Int Ballast",null,63.5,null,"Electronic","Non-Integral LED Fixture, 63.5W total fixture wattage, any fixture shape, any application",63.5,"Light Emitting Diode (LED)",15,"Y"]
["LED064-FIXT","LED Non-Int Ballast",null,64,null,"Electronic","Non-Integral LED Fixture, 64W total fixture wattage, any fixture shape, any application",64,"Light Emitting Diode (LED)",15,"Y"]
["LED064.5-FIXT","LED Non-Int Ballast",null,64.5,null,"Electronic","Non-Integral LED Fixture, 64.5W total fixture wattage, any fixture shape, any application",64.5,"Light Emitting Diode (LED)",15,"Y"]
["LED065-FIXT","LED Non-Int Ballast",null,65,null,"Electronic","Non-Integral LED Fixture, 65W total fixture wattage, any fixture shape, any application",65,"Light Emitting Diode (LED)",15,"Y"]
["LED065.5-FIXT","LED Non-Int Ballast",null,65.5,null,"Electronic","Non-Integral LED Fixture, 65.5W total fixture wattage, any fixture shape, any application",65.5,"Light Emitting Diode (LED)",15,"Y"]
["LED066-FIXT","LED Non-Int Ballast",null,66,null,"Electronic","Non-Integral LED Fixture, 66W total fixture wattage, any fixture shape, any application",66,"Light Emitting Diode (LED)",15,"Y"]
["LED066.5-FIXT","LED Non-Int Ballast",null,66.5,null,"Electronic","Non-Integral LED Fixture, 66.5W total fixture wattage, any fixture shape, any application",66.5,"Light Emitting Diode (LED)",15,"Y"]
["LED067-FIXT","LED Non-Int Ballast",null,67,null,"Electronic","Non-Integral LED Fixture, 67W total fixture wattage, any fixture shape, any application",67,"Light Emitting Diode (LED)",15,"Y"]
["LED067.5-FIXT","LED Non-Int Ballast",null,67.5,null,"Electronic","Non-Integral LED Fixture, 67.5W total fixture wattage, any fixture shape, any application",67.5,"Light Emitting Diode (LED)",15,"Y"]
["LED068-FIXT","LED Non-Int Ballast",null,68,null,"Electronic","Non-Integral LED Fixture, 68W total fixture wattage, any fixture shape, any application",68,"Light Emitting Diode (LED)",15,"Y"]
["LED068.5-FIXT","LED Non-Int Ballast",null,68.5,null,"Electronic","Non-Integral LED Fixture, 68.5W total fixture wattage, any fixture shape, any application",68.5,"Light Emitting Diode (LED)",15,"Y"]
["LED069-FIXT","LED Non-Int Ballast",null,69,null,"Electronic","Non-Integral LED Fixture, 69W total fixture wattage, any fixture shape, any application",69,"Light Emitting Diode (LED)",15,"Y"]
["LED069.5-FIXT","LED Non-Int Ballast",null,69.5,null,"Electronic","Non-Integral LED Fixture, 69.5W total fixture wattage, any fixture shape, any application",69.5,"Light Emitting Diode (LED)",15,"Y"]
["LED070-FIXT","LED Non-Int Ballast",null,70,null,"Electronic","Non-Integral LED Fixture, 70W total fixture wattage, any fixture shape, any application",70,"Light Emitting Diode (LED)",15,"Y"]
["LED070.5-FIXT","LED Non-Int Ballast",null,70.5,null,"Electronic","Non-Integral LED Fixture, 70.5W total fixture wattage, any fixture shape, any application",70.5,"Light Emitting Diode (LED)",15,"Y"]
["LED071-FIXT","LED Non-Int Ballast",null,71,null,"Electronic","Non-Integral LED Fixture, 71W total fixture wattage, any fixture shape, any application",71,"Light Emitting Diode (LED)",15,"Y"]
["LED071.5-FIXT","LED Non-Int Ballast",null,71.5,null,"Electronic","Non-Integral LED Fixture, 71.5W total fixture wattage, any fixture shape, any application",71.5,"Light Emitting Diode (LED)",15,"Y"]
["LED072-FIXT","LED Non-Int Ballast",null,72,null,"Electronic","Non-Integral LED Fixture, 72W total fixture wattage, any fixture shape, any application",72,"Light Emitting Diode (LED)",15,"Y"]
["LED072.5-FIXT","LED Non-Int Ballast",null,72.5,null,"Electronic","Non-Integral LED Fixture, 72.5W total fixture wattage, any fixture shape, any application",72.5,"Light Emitting Diode (LED)",15,"Y"]
["LED073-FIXT","LED Non-Int Ballast",null,73,null,"Electronic","Non-Integral LED Fixture, 73W total fixture wattage, any fixture shape, any application",73,"Light Emitting Diode (LED)",15,"Y"]
["LED073.5-FIXT","LED Non-Int Ballast",null,73.5,null,"Electronic","Non-Integral LED Fixture, 73.5W total fixture wattage, any fixture shape, any application",73.5,"Light Emitting Diode (LED)",15,"Y"]
["LED074-FIXT","LED Non-Int Ballast",null,74,null,"Electronic","Non-Integral LED Fixture, 74W total fixture wattage, any fixture shape, any application",74,"Light Emitting Diode (LED)",15,"Y"]
["LED074.5-FIXT","LED Non-Int Ballast",null,74.5,null,"Electronic","Non-Integral LED Fixture, 74.5W total fixture wattage, any fixture shape, any application",74.5,"Light Emitting Diode (LED)",15,"Y"]
["LED075-FIXT","LED Non-Int Ballast",null,75,null,"Electronic","Non-Integral LED Fixture, 75W total fixture wattage, any fixture shape, any application",75,"Light Emitting Diode (LED)",15,"Y"]
["LED075.5-FIXT","LED Non-Int Ballast",null,75.5,null,"Electronic","Non-Integral LED Fixture, 75.5W total fixture wattage, any fixture shape, any application",75.5,"Light Emitting Diode (LED)",15,"Y"]
["LED076-FIXT","LED Non-Int Ballast",null,76,null,"Electronic","Non-Integral LED Fixture, 76W total fixture wattage, any fixture shape, any application",76,"Light Emitting Diode (LED)",15,"Y"]
["LED076.5-FIXT","LED Non-Int Ballast",null,76.5,null,"Electronic","Non-Integral LED Fixture, 76.5W total fixture wattage, any fixture shape, any application",76.5,"Light Emitting Diode (LED)",15,"Y"]
["LED077-FIXT","LED Non-Int Ballast",null,77,null,"Electronic","Non-Integral LED Fixture, 77W total fixture wattage, any fixture shape, any application",77,"Light Emitting Diode (LED)",15,"Y"]
["LED077.5-FIXT","LED Non-Int Ballast",null,77.5,null,"Electronic","Non-Integral LED Fixture, 77.5W total fixture wattage, any fixture shape, any application",77.5,"Light Emitting Diode (LED)",15,"Y"]
["LED078-FIXT","LED Non-Int Ballast",null,78,null,"Electronic","Non-Integral LED Fixture, 78W total fixture wattage, any fixture shape, any application",78,"Light Emitting Diode (LED)",15,"Y"]
["LED078.5-FIXT","LED Non-Int Ballast",null,78.5,null,"Electronic","Non-Integral LED Fixture, 78.5W total fixture wattage, any fixture shape, any application",78.5,"Light Emitting Diode (LED)",15,"Y"]
["LED079-FIXT","LED Non-Int Ballast",null,79,null,"Electronic","Non-Integral LED Fixture, 79W total fixture wattage, any fixture shape, any application",79,"Light Emitting Diode (LED)",15,"Y"]
["LED079.5-FIXT","LED Non-Int Ballast",null,79.5,null,"Electronic","Non-Integral LED Fixture, 79.5W total fixture wattage, any fixture shape, any application",79.5,"Light Emitting Diode (LED)",15,"Y"]
["LED080-FIXT","LED Non-Int Ballast",null,80,null,"Electronic","Non-Integral LED Fixture, 80W total fixture wattage, any fixture shape, any application",80,"Light Emitting Diode (LED)",15,"Y"]
["LED080.5-FIXT","LED Non-Int Ballast",null,80.5,null,"Electronic","Non-Integral LED Fixture, 80.5W total fixture wattage, any fixture shape, any application",80.5,"Light Emitting Diode (LED)",15,"Y"]
["LED081-FIXT","LED Non-Int Ballast",null,81,null,"Electronic","Non-Integral LED Fixture, 81W total fixture wattage, any fixture shape, any application",81,"Light Emitting Diode (LED)",15,"Y"]
["LED081.5-FIXT","LED Non-Int Ballast",null,81.5,null,"Electronic","Non-Integral LED Fixture, 81.5W total fixture wattage, any fixture shape, any application",81.5,"Light Emitting Diode (LED)",15,"Y"]
["LED082-FIXT","LED Non-Int Ballast",null,82,null,"Electronic","Non-Integral LED Fixture, 82W total fixture wattage, any fixture shape, any application",82,"Light Emitting Diode (LED)",15,"Y"]
["LED082.5-FIXT","LED Non-Int Ballast",null,82.5,null,"Electronic","Non-Integral LED Fixture, 82.5W total fixture wattage, any fixture shape, any application",82.5,"Light Emitting Diode (LED)",15,"Y"]
["LED083-FIXT","LED Non-Int Ballast",null,83,null,"Electronic","Non-Integral LED Fixture, 83W total fixture wattage, any fixture shape, any application",83,"Light Emitting Diode (LED)",15,"Y"]
["LED083.5-FIXT","LED Non-Int Ballast",null,83.5,null,"Electronic","Non-Integral LED Fixture, 83.5W total fixture wattage, any fixture shape, any application",83.5,"Light Emitting Diode (LED)",15,"Y"]
["LED084-FIXT","LED Non-Int Ballast",null,84,null,"Electronic","Non-Integral LED Fixture, 84W total fixture wattage, any fixture shape, any application",84,"Light Emitting Diode (LED)",15,"Y"]
["LED084.5-FIXT","LED Non-Int Ballast",null,84.5,null,"Electronic","Non-Integral LED Fixture, 84.5W total fixture wattage, any fixture shape, any application",84.5,"Light Emitting Diode (LED)",15,"Y"]
["LED085-FIXT","LED Non-Int Ballast",null,85,null,"Electronic","Non-Integral LED Fixture, 85W total fixture wattage, any fixture shape, any application",85,"Light Emitting Diode (LED)",15,"Y"]
["LED085.5-FIXT","LED Non-Int Ballast",null,85.5,null,"Electronic","Non-Integral LED Fixture, 85.5W total fixture wattage, any fixture shape, any application",85.5,"Light Emitting Diode (LED)",15,"Y"]
["LED086-FIXT","LED Non-Int Ballast",null,86,null,"Electronic","Non-Integral LED Fixture, 86W total fixture wattage, any fixture shape, any application",86,"Light Emitting Diode (LED)",15,"Y"]
["LED086.5-FIXT","LED Non-Int Ballast",null,86.5,null,"Electronic","Non-Integral LED Fixture, 86.5W total fixture wattage, any fixture shape, any application",86.5,"Light Emitting Diode (LED)",15,"Y"]
["LED087-FIXT","LED Non-Int Ballast",null,87,null,"Electronic","Non-Integral LED Fixture, 87W total fixture wattage, any fixture shape, any application",87,"Light Emitting Diode (LED)",15,"Y"]
["LED087.5-FIXT","LED Non-Int Ballast",null,87.5,null,"Electronic","Non-Integral LED Fixture, 87.5W total fixture wattage, any fixture shape, any application",87.5,"Light Emitting Diode (LED)",15,"Y"]
["LED088-FIXT","LED Non-Int Ballast",null,88,null,"Electronic","Non-Integral LED Fixture, 88W total fixture wattage, any fixture shape, any application",88,"Light Emitting Diode (LED)",15,"Y"]
["LED088.5-FIXT","LED Non-Int Ballast",null,88.5,null,"Electronic","Non-Integral LED Fixture, 88.5W total fixture wattage, any fixture shape, any application",88.5,"Light Emitting Diode (LED)",15,"Y"]
["LED089-FIXT","LED Non-Int Ballast",null,89,null,"Electronic","Non-Integral LED Fixture, 89W total fixture wattage, any fixture shape, any application",89,"Light Emitting Diode (LED)",15,"Y"]
["LED089.5-FIXT","LED Non-Int Ballast",null,89.5,null,"Electronic","Non-Integral LED Fixture, 89.5W total fixture wattage, any fixture shape, any application",89.5,"Light Emitting Diode (LED)",15,"Y"]
["LED090-FIXT","LED Non-Int Ballast",null,90,null,"Electronic","Non-Integral LED Fixture, 90W total fixture wattage, any fixture shape, any application",90,"Light Emitting Diode (LED)",15,"Y"]
["LED090.5-FIXT","LED Non-Int Ballast",null,90.5,null,"Electronic","Non-Integral LED Fixture, 90.5W total fixture wattage, any fixture shape, any application",90.5,"Light Emitting Diode (LED)",15,"Y"]
["LED091-FIXT","LED Non-Int Ballast",null,91,null,"Electronic","Non-Integral LED Fixture, 91W total fixture wattage, any fixture shape, any application",91,"Light Emitting Diode (LED)",15,"Y"]
["LED091.5-FIXT","LED Non-Int Ballast",null,91.5,null,"Electronic","Non-Integral LED Fixture, 91.5W total fixture wattage, any fixture shape, any application",91.5,"Light Emitting Diode (LED)",15,"Y"]
["LED092-FIXT","LED Non-Int Ballast",null,92,null,"Electronic","Non-Integral LED Fixture, 92W total fixture wattage, any fixture shape, any application",92,"Light Emitting Diode (LED)",15,"Y"]
["LED092.5-FIXT","LED Non-Int Ballast",null,92.5,null,"Electronic","Non-Integral LED Fixture, 92.5W total fixture wattage, any fixture shape, any application",92.5,"Light Emitting Diode (LED)",15,"Y"]
["LED093-FIXT","LED Non-Int Ballast",null,93,null,"Electronic","Non-Integral LED Fixture, 93W total fixture wattage, any fixture shape, any application",93,"Light Emitting Diode (LED)",15,"Y"]
["LED093.5-FIXT","LED Non-Int Ballast",null,93.5,null,"Electronic","Non-Integral LED Fixture, 93.5W total fixture wattage, any fixture shape, any application",93.5,"Light Emitting Diode (LED)",15,"Y"]
["LED094-FIXT","LED Non-Int Ballast",null,94,null,"Electronic","Non-Integral LED Fixture, 94W total fixture wattage, any fixture shape, any application",94,"Light Emitting Diode (LED)",15,"Y"]
["LED094.5-FIXT","LED Non-Int Ballast",null,94.5,null,"Electronic","Non-Integral LED Fixture, 94.5W total fixture wattage, any fixture shape, any application",94.5,"Light Emitting Diode (LED)",15,"Y"]
["LED095-FIXT","LED Non-Int Ballast",null,95,null,"Electronic","Non-Integral LED Fixture, 95W total fixture wattage, any fixture shape, any application",95,"Light Emitting Diode (LED)",15,"Y"]
["LED095.5-FIXT","LED Non-Int Ballast",null,95.5,null,"Electronic","Non-Integral LED Fixture, 95.5W total fixture wattage, any fixture shape, any application",95.5,"Light Emitting Diode (LED)",15,"Y"]
["LED096-FIXT","LED Non-Int Ballast",null,96,null,"Electronic","Non-Integral LED Fixture, 96W total fixture wattage, any fixture shape, any application",96,"Light Emitting Diode (LED)",15,"Y"]
["LED096.5-FIXT","LED Non-Int Ballast",null,96.5,null,"Electronic","Non-Integral LED Fixture, 96.5W total fixture wattage, any fixture shape, any application",96.5,"Light Emitting Diode (LED)",15,"Y"]
["LED097-FIXT","LED Non-Int Ballast",null,97,null,"Electronic","Non-Integral LED Fixture, 97W total fixture wattage, any fixture shape, any application",97,"Light Emitting Diode (LED)",15,"Y"]
["LED097.5-FIXT","LED Non-Int Ballast",null,97.5,null,"Electronic","Non-Integral LED Fixture, 97.5W total fixture wattage, any fixture shape, any application",97.5,"Light Emitting Diode (LED)",15,"Y"]
["LED098-FIXT","LED Non-Int Ballast",null,98,null,"Electronic","Non-Integral LED Fixture, 98W total fixture wattage, any fixture shape, any application",98,"Light Emitting Diode (LED)",15,"Y"]
["LED098.5-FIXT","LED Non-Int Ballast",null,98.5,null,"Electronic","Non-Integral LED Fixture, 98.5W total fixture wattage, any fixture shape, any application",98.5,"Light Emitting Diode (LED)",15,"Y"]
["LED099-FIXT","LED Non-Int Ballast",null,99,null,"Electronic","Non-Integral LED Fixture, 99W total fixture wattage, any fixture shape, any application",99,"Light Emitting Diode (LED)",15,"Y"]
["LED099.5-FIXT","LED Non-Int Ballast",null,99.5,null,"Electronic","Non-Integral LED Fixture, 99.5W total fixture wattage, any fixture shape, any application",99.5,"Light Emitting Diode (LED)",15,"Y"]
["LED100-FIXT","LED Non-Int Ballast",null,100,null,"Electronic","Non-Integral LED Fixture, 100W total fixture wattage, any fixture shape, any application",100,"Light Emitting Diode (LED)",15,"Y"]
["LED101-FIXT","LED Non-Int Ballast",null,101,null,"Electronic","Non-Integral LED Fixture, 101W total fixture wattage, any fixture shape, any application",101,"Light Emitting Diode (LED)",15,"Y"]
["LED102-FIXT","LED Non-Int Ballast",null,102,null,"Electronic","Non-Integral LED Fixture, 102W total fixture wattage, any fixture shape, any application",102,"Light Emitting Diode (LED)",15,"Y"]
["LED103-FIXT","LED Non-Int Ballast",null,103,null,"Electronic","Non-Integral LED Fixture, 103W total fixture wattage, any fixture shape, any application",103,"Light Emitting Diode (LED)",15,"Y"]
["LED104-FIXT","LED Non-Int Ballast",null,104,null,"Electronic","Non-Integral LED Fixture, 104W total fixture wattage, any fixture shape, any application",104,"Light Emitting Diode (LED)",15,"Y"]
["LED105-FIXT","LED Non-Int Ballast",null,105,null,"Electronic","Non-Integral LED Fixture, 105W total fixture wattage, any fixture shape, any application",105,"Light Emitting Diode (LED)",15,"Y"]
["LED106-FIXT","LED Non-Int Ballast",null,106,null,"Electronic","Non-Integral LED Fixture, 106W total fixture wattage, any fixture shape, any application",106,"Light Emitting Diode (LED)",15,"Y"]
["LED107-FIXT","LED Non-Int Ballast",null,107,null,"Electronic","Non-Integral LED Fixture, 107W total fixture wattage, any fixture shape, any application",107,"Light Emitting Diode (LED)",15,"Y"]
["LED108-FIXT","LED Non-Int Ballast",null,108,null,"Electronic","Non-Integral LED Fixture, 108W total fixture wattage, any fixture shape, any application",108,"Light Emitting Diode (LED)",15,"Y"]
["LED109-FIXT","LED Non-Int Ballast",null,109,null,"Electronic","Non-Integral LED Fixture, 109W total fixture wattage, any fixture shape, any application",109,"Light Emitting Diode (LED)",15,"Y"]
["LED110-FIXT","LED Non-Int Ballast",null,110,null,"Electronic","Non-Integral LED Fixture, 110W total fixture wattage, any fixture shape, any application",110,"Light Emitting Diode (LED)",15,"Y"]
["LED111-FIXT","LED Non-Int Ballast",null,111,null,"Electronic","Non-Integral LED Fixture, 111W total fixture wattage, any fixture shape, any application",111,"Light Emitting Diode (LED)",15,"Y"]
["LED112-FIXT","LED Non-Int Ballast",null,112,null,"Electronic","Non-Integral LED Fixture, 112W total fixture wattage, any fixture shape, any application",112,"Light Emitting Diode (LED)",15,"Y"]
["LED113-FIXT","LED Non-Int Ballast",null,113,null,"Electronic","Non-Integral LED Fixture, 113W total fixture wattage, any fixture shape, any application",113,"Light Emitting Diode (LED)",15,"Y"]
["LED114-FIXT","LED Non-Int Ballast",null,114,null,"Electronic","Non-Integral LED Fixture, 114W total fixture wattage, any fixture shape, any application",114,"Light Emitting Diode (LED)",15,"Y"]
["LED115-FIXT","LED Non-Int Ballast",null,115,null,"Electronic","Non-Integral LED Fixture, 115W total fixture wattage, any fixture shape, any application",115,"Light Emitting Diode (LED)",15,"Y"]
["LED116-FIXT","LED Non-Int Ballast",null,116,null,"Electronic","Non-Integral LED Fixture, 116W total fixture wattage, any fixture shape, any application",116,"Light Emitting Diode (LED)",15,"Y"]
["LED117-FIXT","LED Non-Int Ballast",null,117,null,"Electronic","Non-Integral LED Fixture, 117W total fixture wattage, any fixture shape, any application",117,"Light Emitting Diode (LED)",15,"Y"]
["LED118-FIXT","LED Non-Int Ballast",null,118,null,"Electronic","Non-Integral LED Fixture, 118W total fixture wattage, any fixture shape, any application",118,"Light Emitting Diode (LED)",15,"Y"]
["LED119-FIXT","LED Non-Int Ballast",null,119,null,"Electronic","Non-Integral LED Fixture, 119W total fixture wattage, any fixture shape, any application",119,"Light Emitting Diode (LED)",15,"Y"]
["LED120-FIXT","LED Non-Int Ballast",null,120,null,"Electronic","Non-Integral LED Fixture, 120W total fixture wattage, any fixture shape, any application",120,"Light Emitting Diode (LED)",15,"Y"]
["LED121-FIXT","LED Non-Int Ballast",null,121,null,"Electronic","Non-Integral LED Fixture, 121W total fixture wattage, any fixture shape, any application",121,"Light Emitting Diode (LED)",15,"Y"]
["LED122-FIXT","LED Non-Int Ballast",null,122,null,"Electronic","Non-Integral LED Fixture, 122W total fixture wattage, any fixture shape, any application",122,"Light Emitting Diode (LED)",15,"Y"]
["LED123-FIXT","LED Non-Int Ballast",null,123,null,"Electronic","Non-Integral LED Fixture, 123W total fixture wattage, any fixture shape, any application",123,"Light Emitting Diode (LED)",15,"Y"]
["LED124-FIXT","LED Non-Int Ballast",null,124,null,"Electronic","Non-Integral LED Fixture, 124W total fixture wattage, any fixture shape, any application",124,"Light Emitting Diode (LED)",15,"Y"]
["LED125-FIXT","LED Non-Int Ballast",null,125,null,"Electronic","Non-Integral LED Fixture, 125W total fixture wattage, any fixture shape, any application",125,"Light Emitting Diode (LED)",15,"Y"]
["LED126-FIXT","LED Non-Int Ballast",null,126,null,"Electronic","Non-Integral LED Fixture, 126W total fixture wattage, any fixture shape, any application",126,"Light Emitting Diode (LED)",15,"Y"]
["LED127-FIXT","LED Non-Int Ballast",null,127,null,"Electronic","Non-Integral LED Fixture, 127W total fixture wattage, any fixture shape, any application",127,"Light Emitting Diode (LED)",15,"Y"]
["LED128-FIXT","LED Non-Int Ballast",null,128,null,"Electronic","Non-Integral LED Fixture, 128W total fixture wattage, any fixture shape, any application",128,"Light Emitting Diode (LED)",15,"Y"]
["LED129-FIXT","LED Non-Int Ballast",null,129,null,"Electronic","Non-Integral LED Fixture, 129W total fixture wattage, any fixture shape, any application",129,"Light Emitting Diode (LED)",15,"Y"]
["LED130-FIXT","LED Non-Int Ballast",null,130,null,"Electronic","Non-Integral LED Fixture, 130W total fixture wattage, any fixture shape, any application",130,"Light Emitting Diode (LED)",15,"Y"]
["LED131-FIXT","LED Non-Int Ballast",null,131,null,"Electronic","Non-Integral LED Fixture, 131W total fixture wattage, any fixture shape, any application",131,"Light Emitting Diode (LED)",15,"Y"]
["LED132-FIXT","LED Non-Int Ballast",null,132,null,"Electronic","Non-Integral LED Fixture, 132W total fixture wattage, any fixture shape, any application",132,"Light Emitting Diode (LED)",15,"Y"]
["LED133-FIXT","LED Non-Int Ballast",null,133,null,"Electronic","Non-Integral LED Fixture, 133W total fixture wattage, any fixture shape, any application",133,"Light Emitting Diode (LED)",15,"Y"]
["LED134-FIXT","LED Non-Int Ballast",null,134,null,"Electronic","Non-Integral LED Fixture, 134W total fixture wattage, any fixture shape, any application",134,"Light Emitting Diode (LED)",15,"Y"]
["LED135-FIXT","LED Non-Int Ballast",null,135,null,"Electronic","Non-Integral LED Fixture, 135W total fixture wattage, any fixture shape, any application",135,"Light Emitting Diode (LED)",15,"Y"]
["LED136-FIXT","LED Non-Int Ballast",null,136,null,"Electronic","Non-Integral LED Fixture, 136W total fixture wattage, any fixture shape, any application",136,"Light Emitting Diode (LED)",15,"Y"]
["LED137-FIXT","LED Non-Int Ballast",null,137,null,"Electronic","Non-Integral LED Fixture, 137W total fixture wattage, any fixture shape, any application",137,"Light Emitting Diode (LED)",15,"Y"]
["LED138-FIXT","LED Non-Int Ballast",null,138,null,"Electronic","Non-Integral LED Fixture, 138W total fixture wattage, any fixture shape, any application",138,"Light Emitting Diode (LED)",15,"Y"]
["LED139-FIXT","LED Non-Int Ballast",null,139,null,"Electronic","Non-Integral LED Fixture, 139W total fixture wattage, any fixture shape, any application",139,"Light Emitting Diode (LED)",15,"Y"]
["LED140-FIXT","LED Non-Int Ballast",null,140,null,"Electronic","Non-Integral LED Fixture, 140W total fixture wattage, any fixture shape, any application",140,"Light Emitting Diode (LED)",15,"Y"]
["LED141-FIXT","LED Non-Int Ballast",null,141,null,"Electronic","Non-Integral LED Fixture, 141W total fixture wattage, any fixture shape, any application",141,"Light Emitting Diode (LED)",15,"Y"]
["LED142-FIXT","LED Non-Int Ballast",null,142,null,"Electronic","Non-Integral LED Fixture, 142W total fixture wattage, any fixture shape, any application",142,"Light Emitting Diode (LED)",15,"Y"]
["LED143-FIXT","LED Non-Int Ballast",null,143,null,"Electronic","Non-Integral LED Fixture, 143W total fixture wattage, any fixture shape, any application",143,"Light Emitting Diode (LED)",15,"Y"]
["LED144-FIXT","LED Non-Int Ballast",null,144,null,"Electronic","Non-Integral LED Fixture, 144W total fixture wattage, any fixture shape, any application",144,"Light Emitting Diode (LED)",15,"Y"]
["LED145-FIXT","LED Non-Int Ballast",null,145,null,"Electronic","Non-Integral LED Fixture, 145W total fixture wattage, any fixture shape, any application",145,"Light Emitting Diode (LED)",15,"Y"]
["LED146-FIXT","LED Non-Int Ballast",null,146,null,"Electronic","Non-Integral LED Fixture, 146W total fixture wattage, any fixture shape, any application",146,"Light Emitting Diode (LED)",15,"Y"]
["LED147-FIXT","LED Non-Int Ballast",null,147,null,"Electronic","Non-Integral LED Fixture, 147W total fixture wattage, any fixture shape, any application",147,"Light Emitting Diode (LED)",15,"Y"]
["LED148-FIXT","LED Non-Int Ballast",null,148,null,"Electronic","Non-Integral LED Fixture, 148W total fixture wattage, any fixture shape, any application",148,"Light Emitting Diode (LED)",15,"Y"]
["LED149-FIXT","LED Non-Int Ballast",null,149,null,"Electronic","Non-Integral LED Fixture, 149W total fixture wattage, any fixture shape, any application",149,"Light Emitting Diode (LED)",15,"Y"]
["LED150-FIXT","LED Non-Int Ballast",null,150,null,"Electronic","Non-Integral LED Fixture, 150W total fixture wattage, any fixture shape, any application",150,"Light Emitting Diode (LED)",15,"Y"]
["LED151-FIXT","LED Non-Int Ballast",null,151,null,"Electronic","Non-Integral LED Fixture, 151W total fixture wattage, any fixture shape, any application",151,"Light Emitting Diode (LED)",15,"Y"]
["LED152-FIXT","LED Non-Int Ballast",null,152,null,"Electronic","Non-Integral LED Fixture, 152W total fixture wattage, any fixture shape, any application",152,"Light Emitting Diode (LED)",15,"Y"]
["LED153-FIXT","LED Non-Int Ballast",null,153,null,"Electronic","Non-Integral LED Fixture, 153W total fixture wattage, any fixture shape, any application",153,"Light Emitting Diode (LED)",15,"Y"]
["LED154-FIXT","LED Non-Int Ballast",null,154,null,"Electronic","Non-Integral LED Fixture, 154W total fixture wattage, any fixture shape, any application",154,"Light Emitting Diode (LED)",15,"Y"]
["LED155-FIXT","LED Non-Int Ballast",null,155,null,"Electronic","Non-Integral LED Fixture, 155W total fixture wattage, any fixture shape, any application",155,"Light Emitting Diode (LED)",15,"Y"]
["LED156-FIXT","LED Non-Int Ballast",null,156,null,"Electronic","Non-Integral LED Fixture, 156W total fixture wattage, any fixture shape, any application",156,"Light Emitting Diode (LED)",15,"Y"]
["LED157-FIXT","LED Non-Int Ballast",null,157,null,"Electronic","Non-Integral LED Fixture, 157W total fixture wattage, any fixture shape, any application",157,"Light Emitting Diode (LED)",15,"Y"]
["LED158-FIXT","LED Non-Int Ballast",null,158,null,"Electronic","Non-Integral LED Fixture, 158W total fixture wattage, any fixture shape, any application",158,"Light Emitting Diode (LED)",15,"Y"]
["LED159-FIXT","LED Non-Int Ballast",null,159,null,"Electronic","Non-Integral LED Fixture, 159W total fixture wattage, any fixture shape, any application",159,"Light Emitting Diode (LED)",15,"Y"]
["LED160-FIXT","LED Non-Int Ballast",null,160,null,"Electronic","Non-Integral LED Fixture, 160W total fixture wattage, any fixture shape, any application",160,"Light Emitting Diode (LED)",15,"Y"]
["LED161-FIXT","LED Non-Int Ballast",null,161,null,"Electronic","Non-Integral LED Fixture, 161W total fixture wattage, any fixture shape, any application",161,"Light Emitting Diode (LED)",15,"Y"]
["LED162-FIXT","LED Non-Int Ballast",null,162,null,"Electronic","Non-Integral LED Fixture, 162W total fixture wattage, any fixture shape, any application",162,"Light Emitting Diode (LED)",15,"Y"]
["LED163-FIXT","LED Non-Int Ballast",null,163,null,"Electronic","Non-Integral LED Fixture, 163W total fixture wattage, any fixture shape, any application",163,"Light Emitting Diode (LED)",15,"Y"]
["LED164-FIXT","LED Non-Int Ballast",null,164,null,"Electronic","Non-Integral LED Fixture, 164W total fixture wattage, any fixture shape, any application",164,"Light Emitting Diode (LED)",15,"Y"]
["LED165-FIXT","LED Non-Int Ballast",null,165,null,"Electronic","Non-Integral LED Fixture, 165W total fixture wattage, any fixture shape, any application",165,"Light Emitting Diode (LED)",15,"Y"]
["LED166-FIXT","LED Non-Int Ballast",null,166,null,"Electronic","Non-Integral LED Fixture, 166W total fixture wattage, any fixture shape, any application",166,"Light Emitting Diode (LED)",15,"Y"]
["LED167-FIXT","LED Non-Int Ballast",null,167,null,"Electronic","Non-Integral LED Fixture, 167W total fixture wattage, any fixture shape, any application",167,"Light Emitting Diode (LED)",15,"Y"]
["LED168-FIXT","LED Non-Int Ballast",null,168,null,"Electronic","Non-Integral LED Fixture, 168W total fixture wattage, any fixture shape, any application",168,"Light Emitting Diode (LED)",15,"Y"]
["LED169-FIXT","LED Non-Int Ballast",null,169,null,"Electronic","Non-Integral LED Fixture, 169W total fixture wattage, any fixture shape, any application",169,"Light Emitting Diode (LED)",15,"Y"]
["LED170-FIXT","LED Non-Int Ballast",null,170,null,"Electronic","Non-Integral LED Fixture, 170W total fixture wattage, any fixture shape, any application",170,"Light Emitting Diode (LED)",15,"Y"]
["LED171-FIXT","LED Non-Int Ballast",null,171,null,"Electronic","Non-Integral LED Fixture, 171W total fixture wattage, any fixture shape, any application",171,"Light Emitting Diode (LED)",15,"Y"]
["LED172-FIXT","LED Non-Int Ballast",null,172,null,"Electronic","Non-Integral LED Fixture, 172W total fixture wattage, any fixture shape, any application",172,"Light Emitting Diode (LED)",15,"Y"]
["LED173-FIXT","LED Non-Int Ballast",null,173,null,"Electronic","Non-Integral LED Fixture, 173W total fixture wattage, any fixture shape, any application",173,"Light Emitting Diode (LED)",15,"Y"]
["LED174-FIXT","LED Non-Int Ballast",null,174,null,"Electronic","Non-Integral LED Fixture, 174W total fixture wattage, any fixture shape, any application",174,"Light Emitting Diode (LED)",15,"Y"]
["LED175-FIXT","LED Non-Int Ballast",null,175,null,"Electronic","Non-Integral LED Fixture, 175W total fixture wattage, any fixture shape, any application",175,"Light Emitting Diode (LED)",15,"Y"]
["LED176-FIXT","LED Non-Int Ballast",null,176,null,"Electronic","Non-Integral LED Fixture, 176W total fixture wattage, any fixture shape, any application",176,"Light Emitting Diode (LED)",15,"Y"]
["LED177-FIXT","LED Non-Int Ballast",null,177,null,"Electronic","Non-Integral LED Fixture, 177W total fixture wattage, any fixture shape, any application",177,"Light Emitting Diode (LED)",15,"Y"]
["LED178-FIXT","LED Non-Int Ballast",null,178,null,"Electronic","Non-Integral LED Fixture, 178W total fixture wattage, any fixture shape, any application",178,"Light Emitting Diode (LED)",15,"Y"]
["LED179-FIXT","LED Non-Int Ballast",null,179,null,"Electronic","Non-Integral LED Fixture, 179W total fixture wattage, any fixture shape, any application",179,"Light Emitting Diode (LED)",15,"Y"]
["LED180-FIXT","LED Non-Int Ballast",null,180,null,"Electronic","Non-Integral LED Fixture, 180W total fixture wattage, any fixture shape, any application",180,"Light Emitting Diode (LED)",15,"Y"]
["LED181-FIXT","LED Non-Int Ballast",null,181,null,"Electronic","Non-Integral LED Fixture, 181W total fixture wattage, any fixture shape, any application",181,"Light Emitting Diode (LED)",15,"Y"]
["LED182-FIXT","LED Non-Int Ballast",null,182,null,"Electronic","Non-Integral LED Fixture, 182W total fixture wattage, any fixture shape, any application",182,"Light Emitting Diode (LED)",15,"Y"]
["LED183-FIXT","LED Non-Int Ballast",null,183,null,"Electronic","Non-Integral LED Fixture, 183W total fixture wattage, any fixture shape, any application",183,"Light Emitting Diode (LED)",15,"Y"]
["LED184-FIXT","LED Non-Int Ballast",null,184,null,"Electronic","Non-Integral LED Fixture, 184W total fixture wattage, any fixture shape, any application",184,"Light Emitting Diode (LED)",15,"Y"]
["LED185-FIXT","LED Non-Int Ballast",null,185,null,"Electronic","Non-Integral LED Fixture, 185W total fixture wattage, any fixture shape, any application",185,"Light Emitting Diode (LED)",15,"Y"]
["LED186-FIXT","LED Non-Int Ballast",null,186,null,"Electronic","Non-Integral LED Fixture, 186W total fixture wattage, any fixture shape, any application",186,"Light Emitting Diode (LED)",15,"Y"]
["LED187-FIXT","LED Non-Int Ballast",null,187,null,"Electronic","Non-Integral LED Fixture, 187W total fixture wattage, any fixture shape, any application",187,"Light Emitting Diode (LED)",15,"Y"]
["LED188-FIXT","LED Non-Int Ballast",null,188,null,"Electronic","Non-Integral LED Fixture, 188W total fixture wattage, any fixture shape, any application",188,"Light Emitting Diode (LED)",15,"Y"]
["LED189-FIXT","LED Non-Int Ballast",null,189,null,"Electronic","Non-Integral LED Fixture, 189W total fixture wattage, any fixture shape, any application",189,"Light Emitting Diode (LED)",15,"Y"]
["LED190-FIXT","LED Non-Int Ballast",null,190,null,"Electronic","Non-Integral LED Fixture, 190W total fixture wattage, any fixture shape, any application",190,"Light Emitting Diode (LED)",15,"Y"]
["LED191-FIXT","LED Non-Int Ballast",null,191,null,"Electronic","Non-Integral LED Fixture, 191W total fixture wattage, any fixture shape, any application",191,"Light Emitting Diode (LED)",15,"Y"]
["LED192-FIXT","LED Non-Int Ballast",null,192,null,"Electronic","Non-Integral LED Fixture, 192W total fixture wattage, any fixture shape, any application",192,"Light Emitting Diode (LED)",15,"Y"]
["LED193-FIXT","LED Non-Int Ballast",null,193,null,"Electronic","Non-Integral LED Fixture, 193W total fixture wattage, any fixture shape, any application",193,"Light Emitting Diode (LED)",15,"Y"]
["LED194-FIXT","LED Non-Int Ballast",null,194,null,"Electronic","Non-Integral LED Fixture, 194W total fixture wattage, any fixture shape, any application",194,"Light Emitting Diode (LED)",15,"Y"]
["LED195-FIXT","LED Non-Int Ballast",null,195,null,"Electronic","Non-Integral LED Fixture, 195W total fixture wattage, any fixture shape, any application",195,"Light Emitting Diode (LED)",15,"Y"]
["LED196-FIXT","LED Non-Int Ballast",null,196,null,"Electronic","Non-Integral LED Fixture, 196W total fixture wattage, any fixture shape, any application",196,"Light Emitting Diode (LED)",15,"Y"]
["LED197-FIXT","LED Non-Int Ballast",null,197,null,"Electronic","Non-Integral LED Fixture, 197W total fixture wattage, any fixture shape, any application",197,"Light Emitting Diode (LED)",15,"Y"]
["LED198-FIXT","LED Non-Int Ballast",null,198,null,"Electronic","Non-Integral LED Fixture, 198W total fixture wattage, any fixture shape, any application",198,"Light Emitting Diode (LED)",15,"Y"]
["LED199-FIXT","LED Non-Int Ballast",null,199,null,"Electronic","Non-Integral LED Fixture, 199W total fixture wattage, any fixture shape, any application",199,"Light Emitting Diode (LED)",15,"Y"]
["LED200-FIXT","LED Non-Int Ballast",null,200,null,"Electronic","Non-Integral LED Fixture, 200W total fixture wattage, any fixture shape, any application",200,"Light Emitting Diode (LED)",15,"Y"]
["LED201-FIXT","LED Non-Int Ballast",null,201,null,"Electronic","Non-Integral LED Fixture, 201W total fixture wattage, any fixture shape, any application",201,"Light Emitting Diode (LED)",15,"Y"]
["LED202-FIXT","LED Non-Int Ballast",null,202,null,"Electronic","Non-Integral LED Fixture, 202W total fixture wattage, any fixture shape, any application",202,"Light Emitting Diode (LED)",15,"Y"]
["LED203-FIXT","LED Non-Int Ballast",null,203,null,"Electronic","Non-Integral LED Fixture, 203W total fixture wattage, any fixture shape, any application",203,"Light Emitting Diode (LED)",15,"Y"]
["LED204-FIXT","LED Non-Int Ballast",null,204,null,"Electronic","Non-Integral LED Fixture, 204W total fixture wattage, any fixture shape, any application",204,"Light Emitting Diode (LED)",15,"Y"]
["LED205-FIXT","LED Non-Int Ballast",null,205,null,"Electronic","Non-Integral LED Fixture, 205W total fixture wattage, any fixture shape, any application",205,"Light Emitting Diode (LED)",15,"Y"]
["LED206-FIXT","LED Non-Int Ballast",null,206,null,"Electronic","Non-Integral LED Fixture, 206W total fixture wattage, any fixture shape, any application",206,"Light Emitting Diode (LED)",15,"Y"]
["LED207-FIXT","LED Non-Int Ballast",null,207,null,"Electronic","Non-Integral LED Fixture, 207W total fixture wattage, any fixture shape, any application",207,"Light Emitting Diode (LED)",15,"Y"]
["LED208-FIXT","LED Non-Int Ballast",null,208,null,"Electronic","Non-Integral LED Fixture, 208W total fixture wattage, any fixture shape, any application",208,"Light Emitting Diode (LED)",15,"Y"]
["LED209-FIXT","LED Non-Int Ballast",null,209,null,"Electronic","Non-Integral LED Fixture, 209W total fixture wattage, any fixture shape, any application",209,"Light Emitting Diode (LED)",15,"Y"]
["LED210-FIXT","LED Non-Int Ballast",null,210,null,"Electronic","Non-Integral LED Fixture, 210W total fixture wattage, any fixture shape, any application",210,"Light Emitting Diode (LED)",15,"Y"]
["LED211-FIXT","LED Non-Int Ballast",null,211,null,"Electronic","Non-Integral LED Fixture, 211W total fixture wattage, any fixture shape, any application",211,"Light Emitting Diode (LED)",15,"Y"]
["LED212-FIXT","LED Non-Int Ballast",null,212,null,"Electronic","Non-Integral LED Fixture, 212W total fixture wattage, any fixture shape, any application",212,"Light Emitting Diode (LED)",15,"Y"]
["LED213-FIXT","LED Non-Int Ballast",null,213,null,"Electronic","Non-Integral LED Fixture, 213W total fixture wattage, any fixture shape, any application",213,"Light Emitting Diode (LED)",15,"Y"]
["LED214-FIXT","LED Non-Int Ballast",null,214,null,"Electronic","Non-Integral LED Fixture, 214W total fixture wattage, any fixture shape, any application",214,"Light Emitting Diode (LED)",15,"Y"]
["LED215-FIXT","LED Non-Int Ballast",null,215,null,"Electronic","Non-Integral LED Fixture, 215W total fixture wattage, any fixture shape, any application",215,"Light Emitting Diode (LED)",15,"Y"]
["LED216-FIXT","LED Non-Int Ballast",null,216,null,"Electronic","Non-Integral LED Fixture, 216W total fixture wattage, any fixture shape, any application",216,"Light Emitting Diode (LED)",15,"Y"]
["LED217-FIXT","LED Non-Int Ballast",null,217,null,"Electronic","Non-Integral LED Fixture, 217W total fixture wattage, any fixture shape, any application",217,"Light Emitting Diode (LED)",15,"Y"]
["LED218-FIXT","LED Non-Int Ballast",null,218,null,"Electronic","Non-Integral LED Fixture, 218W total fixture wattage, any fixture shape, any application",218,"Light Emitting Diode (LED)",15,"Y"]
["LED219-FIXT","LED Non-Int Ballast",null,219,null,"Electronic","Non-Integral LED Fixture, 219W total fixture wattage, any fixture shape, any application",219,"Light Emitting Diode (LED)",15,"Y"]
["LED220-FIXT","LED Non-Int Ballast",null,220,null,"Electronic","Non-Integral LED Fixture, 220W total fixture wattage, any fixture shape, any application",220,"Light Emitting Diode (LED)",15,"Y"]
["LED221-FIXT","LED Non-Int Ballast",null,221,null,"Electronic","Non-Integral LED Fixture, 221W total fixture wattage, any fixture shape, any application",221,"Light Emitting Diode (LED)",15,"Y"]
["LED222-FIXT","LED Non-Int Ballast",null,222,null,"Electronic","Non-Integral LED Fixture, 222W total fixture wattage, any fixture shape, any application",222,"Light Emitting Diode (LED)",15,"Y"]
["LED223-FIXT","LED Non-Int Ballast",null,223,null,"Electronic","Non-Integral LED Fixture, 223W total fixture wattage, any fixture shape, any application",223,"Light Emitting Diode (LED)",15,"Y"]
["LED224-FIXT","LED Non-Int Ballast",null,224,null,"Electronic","Non-Integral LED Fixture, 224W total fixture wattage, any fixture shape, any application",224,"Light Emitting Diode (LED)",15,"Y"]
["LED225-FIXT","LED Non-Int Ballast",null,225,null,"Electronic","Non-Integral LED Fixture, 225W total fixture wattage, any fixture shape, any application",225,"Light Emitting Diode (LED)",15,"Y"]
["LED226-FIXT","LED Non-Int Ballast",null,226,null,"Electronic","Non-Integral LED Fixture, 226W total fixture wattage, any fixture shape, any application",226,"Light Emitting Diode (LED)",15,"Y"]
["LED227-FIXT","LED Non-Int Ballast",null,227,null,"Electronic","Non-Integral LED Fixture, 227W total fixture wattage, any fixture shape, any application",227,"Light Emitting Diode (LED)",15,"Y"]
["LED228-FIXT","LED Non-Int Ballast",null,228,null,"Electronic","Non-Integral LED Fixture, 228W total fixture wattage, any fixture shape, any application",228,"Light Emitting Diode (LED)",15,"Y"]
["LED229-FIXT","LED Non-Int Ballast",null,229,null,"Electronic","Non-Integral LED Fixture, 229W total fixture wattage, any fixture shape, any application",229,"Light Emitting Diode (LED)",15,"Y"]
["LED230-FIXT","LED Non-Int Ballast",null,230,null,"Electronic","Non-Integral LED Fixture, 230W total fixture wattage, any fixture shape, any application",230,"Light Emitting Diode (LED)",15,"Y"]
["LED231-FIXT","LED Non-Int Ballast",null,231,null,"Electronic","Non-Integral LED Fixture, 231W total fixture wattage, any fixture shape, any application",231,"Light Emitting Diode (LED)",15,"Y"]
["LED232-FIXT","LED Non-Int Ballast",null,232,null,"Electronic","Non-Integral LED Fixture, 232W total fixture wattage, any fixture shape, any application",232,"Light Emitting Diode (LED)",15,"Y"]
["LED233-FIXT","LED Non-Int Ballast",null,233,null,"Electronic","Non-Integral LED Fixture, 233W total fixture wattage, any fixture shape, any application",233,"Light Emitting Diode (LED)",15,"Y"]
["LED234-FIXT","LED Non-Int Ballast",null,234,null,"Electronic","Non-Integral LED Fixture, 234W total fixture wattage, any fixture shape, any application",234,"Light Emitting Diode (LED)",15,"Y"]
["LED235-FIXT","LED Non-Int Ballast",null,235,null,"Electronic","Non-Integral LED Fixture, 235W total fixture wattage, any fixture shape, any application",235,"Light Emitting Diode (LED)",15,"Y"]
["LED236-FIXT","LED Non-Int Ballast",null,236,null,"Electronic","Non-Integral LED Fixture, 236W total fixture wattage, any fixture shape, any application",236,"Light Emitting Diode (LED)",15,"Y"]
["LED237-FIXT","LED Non-Int Ballast",null,237,null,"Electronic","Non-Integral LED Fixture, 237W total fixture wattage, any fixture shape, any application",237,"Light Emitting Diode (LED)",15,"Y"]
["LED238-FIXT","LED Non-Int Ballast",null,238,null,"Electronic","Non-Integral LED Fixture, 238W total fixture wattage, any fixture shape, any application",238,"Light Emitting Diode (LED)",15,"Y"]
["LED239-FIXT","LED Non-Int Ballast",null,239,null,"Electronic","Non-Integral LED Fixture, 239W total fixture wattage, any fixture shape, any application",239,"Light Emitting Diode (LED)",15,"Y"]
["LED240-FIXT","LED Non-Int Ballast",null,240,null,"Electronic","Non-Integral LED Fixture, 240W total fixture wattage, any fixture shape, any application",240,"Light Emitting Diode (LED)",15,"Y"]
["LED241-FIXT","LED Non-Int Ballast",null,241,null,"Electronic","Non-Integral LED Fixture, 241W total fixture wattage, any fixture shape, any application",241,"Light Emitting Diode (LED)",15,"Y"]
["LED242-FIXT","LED Non-Int Ballast",null,242,null,"Electronic","Non-Integral LED Fixture, 242W total fixture wattage, any fixture shape, any application",242,"Light Emitting Diode (LED)",15,"Y"]
["LED243-FIXT","LED Non-Int Ballast",null,243,null,"Electronic","Non-Integral LED Fixture, 243W total fixture wattage, any fixture shape, any application",243,"Light Emitting Diode (LED)",15,"Y"]
["LED244-FIXT","LED Non-Int Ballast",null,244,null,"Electronic","Non-Integral LED Fixture, 244W total fixture wattage, any fixture shape, any application",244,"Light Emitting Diode (LED)",15,"Y"]
["LED245-FIXT","LED Non-Int Ballast",null,245,null,"Electronic","Non-Integral LED Fixture, 245W total fixture wattage, any fixture shape, any application",245,"Light Emitting Diode (LED)",15,"Y"]
["LED246-FIXT","LED Non-Int Ballast",null,246,null,"Electronic","Non-Integral LED Fixture, 246W total fixture wattage, any fixture shape, any application",246,"Light Emitting Diode (LED)",15,"Y"]
["LED247-FIXT","LED Non-Int Ballast",null,247,null,"Electronic","Non-Integral LED Fixture, 247W total fixture wattage, any fixture shape, any application",247,"Light Emitting Diode (LED)",15,"Y"]
["LED248-FIXT","LED Non-Int Ballast",null,248,null,"Electronic","Non-Integral LED Fixture, 248W total fixture wattage, any fixture shape, any application",248,"Light Emitting Diode (LED)",15,"Y"]
["LED249-FIXT","LED Non-Int Ballast",null,249,null,"Electronic","Non-Integral LED Fixture, 249W total fixture wattage, any fixture shape, any application",249,"Light Emitting Diode (LED)",15,"Y"]
["LED250-FIXT","LED Non-Int Ballast",null,250,null,"Electronic","Non-Integral LED Fixture, 250W total fixture wattage, any fixture shape, any application",250,"Light Emitting Diode (LED)",15,"Y"]
["LED251-FIXT","LED Non-Int Ballast",null,251,null,"Electronic","Non-Integral LED Fixture, 251W total fixture wattage, any fixture shape, any application",251,"Light Emitting Diode (LED)",15,"Y"]
["LED252-FIXT","LED Non-Int Ballast",null,252,null,"Electronic","Non-Integral LED Fixture, 252W total fixture wattage, any fixture shape, any application",252,"Light Emitting Diode (LED)",15,"Y"]
["LED253-FIXT","LED Non-Int Ballast",null,253,null,"Electronic","Non-Integral LED Fixture, 253W total fixture wattage, any fixture shape, any application",253,"Light Emitting Diode (LED)",15,"Y"]
["LED254-FIXT","LED Non-Int Ballast",null,254,null,"Electronic","Non-Integral LED Fixture, 254W total fixture wattage, any fixture shape, any application",254,"Light Emitting Diode (LED)",15,"Y"]
["LED255-FIXT","LED Non-Int Ballast",null,255,null,"Electronic","Non-Integral LED Fixture, 255W total fixture wattage, any fixture shape, any application",255,"Light Emitting Diode (LED)",15,"Y"]
["LED256-FIXT","LED Non-Int Ballast",null,256,null,"Electronic","Non-Integral LED Fixture, 256W total fixture wattage, any fixture shape, any application",256,"Light Emitting Diode (LED)",15,"Y"]
["LED257-FIXT","LED Non-Int Ballast",null,257,null,"Electronic","Non-Integral LED Fixture, 257W total fixture wattage, any fixture shape, any application",257,"Light Emitting Diode (LED)",15,"Y"]
["LED258-FIXT","LED Non-Int Ballast",null,258,null,"Electronic","Non-Integral LED Fixture, 258W total fixture wattage, any fixture shape, any application",258,"Light Emitting Diode (LED)",15,"Y"]
["LED259-FIXT","LED Non-Int Ballast",null,259,null,"Electronic","Non-Integral LED Fixture, 259W total fixture wattage, any fixture shape, any application",259,"Light Emitting Diode (LED)",15,"Y"]
["LED260-FIXT","LED Non-Int Ballast",null,260,null,"Electronic","Non-Integral LED Fixture, 260W total fixture wattage, any fixture shape, any application",260,"Light Emitting Diode (LED)",15,"Y"]
["LED261-FIXT","LED Non-Int Ballast",null,261,null,"Electronic","Non-Integral LED Fixture, 261W total fixture wattage, any fixture shape, any application",261,"Light Emitting Diode (LED)",15,"Y"]
["LED262-FIXT","LED Non-Int Ballast",null,262,null,"Electronic","Non-Integral LED Fixture, 262W total fixture wattage, any fixture shape, any application",262,"Light Emitting Diode (LED)",15,"Y"]
["LED263-FIXT","LED Non-Int Ballast",null,263,null,"Electronic","Non-Integral LED Fixture, 263W total fixture wattage, any fixture shape, any application",263,"Light Emitting Diode (LED)",15,"Y"]
["LED264-FIXT","LED Non-Int Ballast",null,264,null,"Electronic","Non-Integral LED Fixture, 264W total fixture wattage, any fixture shape, any application",264,"Light Emitting Diode (LED)",15,"Y"]
["LED265-FIXT","LED Non-Int Ballast",null,265,null,"Electronic","Non-Integral LED Fixture, 265W total fixture wattage, any fixture shape, any application",265,"Light Emitting Diode (LED)",15,"Y"]
["LED266-FIXT","LED Non-Int Ballast",null,266,null,"Electronic","Non-Integral LED Fixture, 266W total fixture wattage, any fixture shape, any application",266,"Light Emitting Diode (LED)",15,"Y"]
["LED267-FIXT","LED Non-Int Ballast",null,267,null,"Electronic","Non-Integral LED Fixture, 267W total fixture wattage, any fixture shape, any application",267,"Light Emitting Diode (LED)",15,"Y"]
["LED268-FIXT","LED Non-Int Ballast",null,268,null,"Electronic","Non-Integral LED Fixture, 268W total fixture wattage, any fixture shape, any application",268,"Light Emitting Diode (LED)",15,"Y"]
["LED269-FIXT","LED Non-Int Ballast",null,269,null,"Electronic","Non-Integral LED Fixture, 269W total fixture wattage, any fixture shape, any application",269,"Light Emitting Diode (LED)",15,"Y"]
["LED270-FIXT","LED Non-Int Ballast",null,270,null,"Electronic","Non-Integral LED Fixture, 270W total fixture wattage, any fixture shape, any application",270,"Light Emitting Diode (LED)",15,"Y"]
["LED271-FIXT","LED Non-Int Ballast",null,271,null,"Electronic","Non-Integral LED Fixture, 271W total fixture wattage, any fixture shape, any application",271,"Light Emitting Diode (LED)",15,"Y"]
["LED272-FIXT","LED Non-Int Ballast",null,272,null,"Electronic","Non-Integral LED Fixture, 272W total fixture wattage, any fixture shape, any application",272,"Light Emitting Diode (LED)",15,"Y"]
["LED273-FIXT","LED Non-Int Ballast",null,273,null,"Electronic","Non-Integral LED Fixture, 273W total fixture wattage, any fixture shape, any application",273,"Light Emitting Diode (LED)",15,"Y"]
["LED274-FIXT","LED Non-Int Ballast",null,274,null,"Electronic","Non-Integral LED Fixture, 274W total fixture wattage, any fixture shape, any application",274,"Light Emitting Diode (LED)",15,"Y"]
["LED275-FIXT","LED Non-Int Ballast",null,275,null,"Electronic","Non-Integral LED Fixture, 275W total fixture wattage, any fixture shape, any application",275,"Light Emitting Diode (LED)",15,"Y"]
["LED276-FIXT","LED Non-Int Ballast",null,276,null,"Electronic","Non-Integral LED Fixture, 276W total fixture wattage, any fixture shape, any application",276,"Light Emitting Diode (LED)",15,"Y"]
["LED277-FIXT","LED Non-Int Ballast",null,277,null,"Electronic","Non-Integral LED Fixture, 277W total fixture wattage, any fixture shape, any application",277,"Light Emitting Diode (LED)",15,"Y"]
["LED278-FIXT","LED Non-Int Ballast",null,278,null,"Electronic","Non-Integral LED Fixture, 278W total fixture wattage, any fixture shape, any application",278,"Light Emitting Diode (LED)",15,"Y"]
["LED279-FIXT","LED Non-Int Ballast",null,279,null,"Electronic","Non-Integral LED Fixture, 279W total fixture wattage, any fixture shape, any application",279,"Light Emitting Diode (LED)",15,"Y"]
["LED280-FIXT","LED Non-Int Ballast",null,280,null,"Electronic","Non-Integral LED Fixture, 280W total fixture wattage, any fixture shape, any application",280,"Light Emitting Diode (LED)",15,"Y"]
["LED281-FIXT","LED Non-Int Ballast",null,281,null,"Electronic","Non-Integral LED Fixture, 281W total fixture wattage, any fixture shape, any application",281,"Light Emitting Diode (LED)",15,"Y"]
["LED282-FIXT","LED Non-Int Ballast",null,282,null,"Electronic","Non-Integral LED Fixture, 282W total fixture wattage, any fixture shape, any application",282,"Light Emitting Diode (LED)",15,"Y"]
["LED283-FIXT","LED Non-Int Ballast",null,283,null,"Electronic","Non-Integral LED Fixture, 283W total fixture wattage, any fixture shape, any application",283,"Light Emitting Diode (LED)",15,"Y"]
["LED284-FIXT","LED Non-Int Ballast",null,284,null,"Electronic","Non-Integral LED Fixture, 284W total fixture wattage, any fixture shape, any application",284,"Light Emitting Diode (LED)",15,"Y"]
["LED285-FIXT","LED Non-Int Ballast",null,285,null,"Electronic","Non-Integral LED Fixture, 285W total fixture wattage, any fixture shape, any application",285,"Light Emitting Diode (LED)",15,"Y"]
["LED286-FIXT","LED Non-Int Ballast",null,286,null,"Electronic","Non-Integral LED Fixture, 286W total fixture wattage, any fixture shape, any application",286,"Light Emitting Diode (LED)",15,"Y"]
["LED287-FIXT","LED Non-Int Ballast",null,287,null,"Electronic","Non-Integral LED Fixture, 287W total fixture wattage, any fixture shape, any application",287,"Light Emitting Diode (LED)",15,"Y"]
["LED288-FIXT","LED Non-Int Ballast",null,288,null,"Electronic","Non-Integral LED Fixture, 288W total fixture wattage, any fixture shape, any application",288,"Light Emitting Diode (LED)",15,"Y"]
["LED289-FIXT","LED Non-Int Ballast",null,289,null,"Electronic","Non-Integral LED Fixture, 289W total fixture wattage, any fixture shape, any application",289,"Light Emitting Diode (LED)",15,"Y"]
["LED290-FIXT","LED Non-Int Ballast",null,290,null,"Electronic","Non-Integral LED Fixture, 290W total fixture wattage, any fixture shape, any application",290,"Light Emitting Diode (LED)",15,"Y"]
["LED291-FIXT","LED Non-Int Ballast",null,291,null,"Electronic","Non-Integral LED Fixture, 291W total fixture wattage, any fixture shape, any application",291,"Light Emitting Diode (LED)",15,"Y"]
["LED292-FIXT","LED Non-Int Ballast",null,292,null,"Electronic","Non-Integral LED Fixture, 292W total fixture wattage, any fixture shape, any application",292,"Light Emitting Diode (LED)",15,"Y"]
["LED293-FIXT","LED Non-Int Ballast",null,293,null,"Electronic","Non-Integral LED Fixture, 293W total fixture wattage, any fixture shape, any application",293,"Light Emitting Diode (LED)",15,"Y"]
["LED294-FIXT","LED Non-Int Ballast",null,294,null,"Electronic","Non-Integral LED Fixture, 294W total fixture wattage, any fixture shape, any application",294,"Light Emitting Diode (LED)",15,"Y"]
["LED295-FIXT","LED Non-Int Ballast",null,295,null,"Electronic","Non-Integral LED Fixture, 295W total fixture wattage, any fixture shape, any application",295,"Light Emitting Diode (LED)",15,"Y"]
["LED296-FIXT","LED Non-Int Ballast",null,296,null,"Electronic","Non-Integral LED Fixture, 296W total fixture wattage, any fixture shape, any application",296,"Light Emitting Diode (LED)",15,"Y"]
["LED297-FIXT","LED Non-Int Ballast",null,297,null,"Electronic","Non-Integral LED Fixture, 297W total fixture wattage, any fixture shape, any application",297,"Light Emitting Diode (LED)",15,"Y"]
["LED298-FIXT","LED Non-Int Ballast",null,298,null,"Electronic","Non-Integral LED Fixture, 298W total fixture wattage, any fixture shape, any application",298,"Light Emitting Diode (LED)",15,"Y"]
["LED299-FIXT","LED Non-Int Ballast",null,299,null,"Electronic","Non-Integral LED Fixture, 299W total fixture wattage, any fixture shape, any application",299,"Light Emitting Diode (LED)",15,"Y"]
["LED300-FIXT","LED Non-Int Ballast",null,300,null,"Electronic","Non-Integral LED Fixture, 300W total fixture wattage, any fixture shape, any application",300,"Light Emitting Diode (LED)",15,"Y"]
["LED301-FIXT","LED Non-Int Ballast",null,301,null,"Electronic","Non-Integral LED Fixture, 301W total fixture wattage, any fixture shape, any application",301,"Light Emitting Diode (LED)",15,"Y"]
["LED302-FIXT","LED Non-Int Ballast",null,302,null,"Electronic","Non-Integral LED Fixture, 302W total fixture wattage, any fixture shape, any application",302,"Light Emitting Diode (LED)",15,"Y"]
["LED303-FIXT","LED Non-Int Ballast",null,303,null,"Electronic","Non-Integral LED Fixture, 303W total fixture wattage, any fixture shape, any application",303,"Light Emitting Diode (LED)",15,"Y"]
["LED304-FIXT","LED Non-Int Ballast",null,304,null,"Electronic","Non-Integral LED Fixture, 304W total fixture wattage, any fixture shape, any application",304,"Light Emitting Diode (LED)",15,"Y"]
["LED305-FIXT","LED Non-Int Ballast",null,305,null,"Electronic","Non-Integral LED Fixture, 305W total fixture wattage, any fixture shape, any application",305,"Light Emitting Diode (LED)",15,"Y"]
["LED306-FIXT","LED Non-Int Ballast",null,306,null,"Electronic","Non-Integral LED Fixture, 306W total fixture wattage, any fixture shape, any application",306,"Light Emitting Diode (LED)",15,"Y"]
["LED307-FIXT","LED Non-Int Ballast",null,307,null,"Electronic","Non-Integral LED Fixture, 307W total fixture wattage, any fixture shape, any application",307,"Light Emitting Diode (LED)",15,"Y"]
["LED308-FIXT","LED Non-Int Ballast",null,308,null,"Electronic","Non-Integral LED Fixture, 308W total fixture wattage, any fixture shape, any application",308,"Light Emitting Diode (LED)",15,"Y"]
["LED309-FIXT","LED Non-Int Ballast",null,309,null,"Electronic","Non-Integral LED Fixture, 309W total fixture wattage, any fixture shape, any application",309,"Light Emitting Diode (LED)",15,"Y"]
["LED310-FIXT","LED Non-Int Ballast",null,310,null,"Electronic","Non-Integral LED Fixture, 310W total fixture wattage, any fixture shape, any application",310,"Light Emitting Diode (LED)",15,"Y"]
["LED311-FIXT","LED Non-Int Ballast",null,311,null,"Electronic","Non-Integral LED Fixture, 311W total fixture wattage, any fixture shape, any application",311,"Light Emitting Diode (LED)",15,"Y"]
["LED312-FIXT","LED Non-Int Ballast",null,312,null,"Electronic","Non-Integral LED Fixture, 312W total fixture wattage, any fixture shape, any application",312,"Light Emitting Diode (LED)",15,"Y"]
["LED313-FIXT","LED Non-Int Ballast",null,313,null,"Electronic","Non-Integral LED Fixture, 313W total fixture wattage, any fixture shape, any application",313,"Light Emitting Diode (LED)",15,"Y"]
["LED314-FIXT","LED Non-Int Ballast",null,314,null,"Electronic","Non-Integral LED Fixture, 314W total fixture wattage, any fixture shape, any application",314,"Light Emitting Diode (LED)",15,"Y"]
["LED315-FIXT","LED Non-Int Ballast",null,315,null,"Electronic","Non-Integral LED Fixture, 315W total fixture wattage, any fixture shape, any application",315,"Light Emitting Diode (LED)",15,"Y"]
["LED316-FIXT","LED Non-Int Ballast",null,316,null,"Electronic","Non-Integral LED Fixture, 316W total fixture wattage, any fixture shape, any application",316,"Light Emitting Diode (LED)",15,"Y"]
["LED317-FIXT","LED Non-Int Ballast",null,317,null,"Electronic","Non-Integral LED Fixture, 317W total fixture wattage, any fixture shape, any application",317,"Light Emitting Diode (LED)",15,"Y"]
["LED318-FIXT","LED Non-Int Ballast",null,318,null,"Electronic","Non-Integral LED Fixture, 318W total fixture wattage, any fixture shape, any application",318,"Light Emitting Diode (LED)",15,"Y"]
["LED319-FIXT","LED Non-Int Ballast",null,319,null,"Electronic","Non-Integral LED Fixture, 319W total fixture wattage, any fixture shape, any application",319,"Light Emitting Diode (LED)",15,"Y"]
["LED320-FIXT","LED Non-Int Ballast",null,320,null,"Electronic","Non-Integral LED Fixture, 320W total fixture wattage, any fixture shape, any application",320,"Light Emitting Diode (LED)",15,"Y"]
["LED321-FIXT","LED Non-Int Ballast",null,321,null,"Electronic","Non-Integral LED Fixture, 321W total fixture wattage, any fixture shape, any application",321,"Light Emitting Diode (LED)",15,"Y"]
["LED322-FIXT","LED Non-Int Ballast",null,322,null,"Electronic","Non-Integral LED Fixture, 322W total fixture wattage, any fixture shape, any application",322,"Light Emitting Diode (LED)",15,"Y"]
["LED323-FIXT","LED Non-Int Ballast",null,323,null,"Electronic","Non-Integral LED Fixture, 323W total fixture wattage, any fixture shape, any application",323,"Light Emitting Diode (LED)",15,"Y"]
["LED324-FIXT","LED Non-Int Ballast",null,324,null,"Electronic","Non-Integral LED Fixture, 324W total fixture wattage, any fixture shape, any application",324,"Light Emitting Diode (LED)",15,"Y"]
["LED325-FIXT","LED Non-Int Ballast",null,325,null,"Electronic","Non-Integral LED Fixture, 325W total fixture wattage, any fixture shape, any application",325,"Light Emitting Diode (LED)",15,"Y"]
["LED326-FIXT","LED Non-Int Ballast",null,326,null,"Electronic","Non-Integral LED Fixture, 326W total fixture wattage, any fixture shape, any application",326,"Light Emitting Diode (LED)",15,"Y"]
["LED327-FIXT","LED Non-Int Ballast",null,327,null,"Electronic","Non-Integral LED Fixture, 327W total fixture wattage, any fixture shape, any application",327,"Light Emitting Diode (LED)",15,"Y"]
["LED328-FIXT","LED Non-Int Ballast",null,328,null,"Electronic","Non-Integral LED Fixture, 328W total fixture wattage, any fixture shape, any application",328,"Light Emitting Diode (LED)",15,"Y"]
["LED329-FIXT","LED Non-Int Ballast",null,329,null,"Electronic","Non-Integral LED Fixture, 329W total fixture wattage, any fixture shape, any application",329,"Light Emitting Diode (LED)",15,"Y"]
["LED330-FIXT","LED Non-Int Ballast",null,330,null,"Electronic","Non-Integral LED Fixture, 330W total fixture wattage, any fixture shape, any application",330,"Light Emitting Diode (LED)",15,"Y"]
["LED331-FIXT","LED Non-Int Ballast",null,331,null,"Electronic","Non-Integral LED Fixture, 331W total fixture wattage, any fixture shape, any application",331,"Light Emitting Diode (LED)",15,"Y"]
["LED332-FIXT","LED Non-Int Ballast",null,332,null,"Electronic","Non-Integral LED Fixture, 332W total fixture wattage, any fixture shape, any application",332,"Light Emitting Diode (LED)",15,"Y"]
["LED333-FIXT","LED Non-Int Ballast",null,333,null,"Electronic","Non-Integral LED Fixture, 333W total fixture wattage, any fixture shape, any application",333,"Light Emitting Diode (LED)",15,"Y"]
["LED334-FIXT","LED Non-Int Ballast",null,334,null,"Electronic","Non-Integral LED Fixture, 334W total fixture wattage, any fixture shape, any application",334,"Light Emitting Diode (LED)",15,"Y"]
["LED335-FIXT","LED Non-Int Ballast",null,335,null,"Electronic","Non-Integral LED Fixture, 335W total fixture wattage, any fixture shape, any application",335,"Light Emitting Diode (LED)",15,"Y"]
["LED336-FIXT","LED Non-Int Ballast",null,336,null,"Electronic","Non-Integral LED Fixture, 336W total fixture wattage, any fixture shape, any application",336,"Light Emitting Diode (LED)",15,"Y"]
["LED337-FIXT","LED Non-Int Ballast",null,337,null,"Electronic","Non-Integral LED Fixture, 337W total fixture wattage, any fixture shape, any application",337,"Light Emitting Diode (LED)",15,"Y"]
["LED338-FIXT","LED Non-Int Ballast",null,338,null,"Electronic","Non-Integral LED Fixture, 338W total fixture wattage, any fixture shape, any application",338,"Light Emitting Diode (LED)",15,"Y"]
["LED339-FIXT","LED Non-Int Ballast",null,339,null,"Electronic","Non-Integral LED Fixture, 339W total fixture wattage, any fixture shape, any application",339,"Light Emitting Diode (LED)",15,"Y"]
["LED340-FIXT","LED Non-Int Ballast",null,340,null,"Electronic","Non-Integral LED Fixture, 340W total fixture wattage, any fixture shape, any application",340,"Light Emitting Diode (LED)",15,"Y"]
["LED341-FIXT","LED Non-Int Ballast",null,341,null,"Electronic","Non-Integral LED Fixture, 341W total fixture wattage, any fixture shape, any application",341,"Light Emitting Diode (LED)",15,"Y"]
["LED342-FIXT","LED Non-Int Ballast",null,342,null,"Electronic","Non-Integral LED Fixture, 342W total fixture wattage, any fixture shape, any application",342,"Light Emitting Diode (LED)",15,"Y"]
["LED343-FIXT","LED Non-Int Ballast",null,343,null,"Electronic","Non-Integral LED Fixture, 343W total fixture wattage, any fixture shape, any application",343,"Light Emitting Diode (LED)",15,"Y"]
["LED344-FIXT","LED Non-Int Ballast",null,344,null,"Electronic","Non-Integral LED Fixture, 344W total fixture wattage, any fixture shape, any application",344,"Light Emitting Diode (LED)",15,"Y"]
["LED345-FIXT","LED Non-Int Ballast",null,345,null,"Electronic","Non-Integral LED Fixture, 345W total fixture wattage, any fixture shape, any application",345,"Light Emitting Diode (LED)",15,"Y"]
["LED346-FIXT","LED Non-Int Ballast",null,346,null,"Electronic","Non-Integral LED Fixture, 346W total fixture wattage, any fixture shape, any application",346,"Light Emitting Diode (LED)",15,"Y"]
["LED347-FIXT","LED Non-Int Ballast",null,347,null,"Electronic","Non-Integral LED Fixture, 347W total fixture wattage, any fixture shape, any application",347,"Light Emitting Diode (LED)",15,"Y"]
["LED348-FIXT","LED Non-Int Ballast",null,348,null,"Electronic","Non-Integral LED Fixture, 348W total fixture wattage, any fixture shape, any application",348,"Light Emitting Diode (LED)",15,"Y"]
["LED349-FIXT","LED Non-Int Ballast",null,349,null,"Electronic","Non-Integral LED Fixture, 349W total fixture wattage, any fixture shape, any application",349,"Light Emitting Diode (LED)",15,"Y"]
["LED350-FIXT","LED Non-Int Ballast",null,350,null,"Electronic","Non-Integral LED Fixture, 350W total fixture wattage, any fixture shape, any application",350,"Light Emitting Diode (LED)",15,"Y"]
["LED351-FIXT","LED Non-Int Ballast",null,351,null,"Electronic","Non-Integral LED Fixture, 351W total fixture wattage, any fixture shape, any application",351,"Light Emitting Diode (LED)",15,"Y"]
["LED352-FIXT","LED Non-Int Ballast",null,352,null,"Electronic","Non-Integral LED Fixture, 352W total fixture wattage, any fixture shape, any application",352,"Light Emitting Diode (LED)",15,"Y"]
["LED353-FIXT","LED Non-Int Ballast",null,353,null,"Electronic","Non-Integral LED Fixture, 353W total fixture wattage, any fixture shape, any application",353,"Light Emitting Diode (LED)",15,"Y"]
["LED354-FIXT","LED Non-Int Ballast",null,354,null,"Electronic","Non-Integral LED Fixture, 354W total fixture wattage, any fixture shape, any application",354,"Light Emitting Diode (LED)",15,"Y"]
["LED355-FIXT","LED Non-Int Ballast",null,355,null,"Electronic","Non-Integral LED Fixture, 355W total fixture wattage, any fixture shape, any application",355,"Light Emitting Diode (LED)",15,"Y"]
["LED356-FIXT","LED Non-Int Ballast",null,356,null,"Electronic","Non-Integral LED Fixture, 356W total fixture wattage, any fixture shape, any application",356,"Light Emitting Diode (LED)",15,"Y"]
["LED357-FIXT","LED Non-Int Ballast",null,357,null,"Electronic","Non-Integral LED Fixture, 357W total fixture wattage, any fixture shape, any application",357,"Light Emitting Diode (LED)",15,"Y"]
["LED358-FIXT","LED Non-Int Ballast",null,358,null,"Electronic","Non-Integral LED Fixture, 358W total fixture wattage, any fixture shape, any application",358,"Light Emitting Diode (LED)",15,"Y"]
["LED359-FIXT","LED Non-Int Ballast",null,359,null,"Electronic","Non-Integral LED Fixture, 359W total fixture wattage, any fixture shape, any application",359,"Light Emitting Diode (LED)",15,"Y"]
["LED360-FIXT","LED Non-Int Ballast",null,360,null,"Electronic","Non-Integral LED Fixture, 360W total fixture wattage, any fixture shape, any application",360,"Light Emitting Diode (LED)",15,"Y"]
["LED361-FIXT","LED Non-Int Ballast",null,361,null,"Electronic","Non-Integral LED Fixture, 361W total fixture wattage, any fixture shape, any application",361,"Light Emitting Diode (LED)",15,"Y"]
["LED362-FIXT","LED Non-Int Ballast",null,362,null,"Electronic","Non-Integral LED Fixture, 362W total fixture wattage, any fixture shape, any application",362,"Light Emitting Diode (LED)",15,"Y"]
["LED363-FIXT","LED Non-Int Ballast",null,363,null,"Electronic","Non-Integral LED Fixture, 363W total fixture wattage, any fixture shape, any application",363,"Light Emitting Diode (LED)",15,"Y"]
["LED364-FIXT","LED Non-Int Ballast",null,364,null,"Electronic","Non-Integral LED Fixture, 364W total fixture wattage, any fixture shape, any application",364,"Light Emitting Diode (LED)",15,"Y"]
["LED365-FIXT","LED Non-Int Ballast",null,365,null,"Electronic","Non-Integral LED Fixture, 365W total fixture wattage, any fixture shape, any application",365,"Light Emitting Diode (LED)",15,"Y"]
["LED366-FIXT","LED Non-Int Ballast",null,366,null,"Electronic","Non-Integral LED Fixture, 366W total fixture wattage, any fixture shape, any application",366,"Light Emitting Diode (LED)",15,"Y"]
["LED367-FIXT","LED Non-Int Ballast",null,367,null,"Electronic","Non-Integral LED Fixture, 367W total fixture wattage, any fixture shape, any application",367,"Light Emitting Diode (LED)",15,"Y"]
["LED368-FIXT","LED Non-Int Ballast",null,368,null,"Electronic","Non-Integral LED Fixture, 368W total fixture wattage, any fixture shape, any application",368,"Light Emitting Diode (LED)",15,"Y"]
["LED369-FIXT","LED Non-Int Ballast",null,369,null,"Electronic","Non-Integral LED Fixture, 369W total fixture wattage, any fixture shape, any application",369,"Light Emitting Diode (LED)",15,"Y"]
["LED370-FIXT","LED Non-Int Ballast",null,370,null,"Electronic","Non-Integral LED Fixture, 370W total fixture wattage, any fixture shape, any application",370,"Light Emitting Diode (LED)",15,"Y"]
["LED371-FIXT","LED Non-Int Ballast",null,371,null,"Electronic","Non-Integral LED Fixture, 371W total fixture wattage, any fixture shape, any application",371,"Light Emitting Diode (LED)",15,"Y"]
["LED372-FIXT","LED Non-Int Ballast",null,372,null,"Electronic","Non-Integral LED Fixture, 372W total fixture wattage, any fixture shape, any application",372,"Light Emitting Diode (LED)",15,"Y"]
["LED373-FIXT","LED Non-Int Ballast",null,373,null,"Electronic","Non-Integral LED Fixture, 373W total fixture wattage, any fixture shape, any application",373,"Light Emitting Diode (LED)",15,"Y"]
["LED374-FIXT","LED Non-Int Ballast",null,374,null,"Electronic","Non-Integral LED Fixture, 374W total fixture wattage, any fixture shape, any application",374,"Light Emitting Diode (LED)",15,"Y"]
["LED375-FIXT","LED Non-Int Ballast",null,375,null,"Electronic","Non-Integral LED Fixture, 375W total fixture wattage, any fixture shape, any application",375,"Light Emitting Diode (LED)",15,"Y"]
["LED376-FIXT","LED Non-Int Ballast",null,376,null,"Electronic","Non-Integral LED Fixture, 376W total fixture wattage, any fixture shape, any application",376,"Light Emitting Diode (LED)",15,"Y"]
["LED377-FIXT","LED Non-Int Ballast",null,377,null,"Electronic","Non-Integral LED Fixture, 377W total fixture wattage, any fixture shape, any application",377,"Light Emitting Diode (LED)",15,"Y"]
["LED378-FIXT","LED Non-Int Ballast",null,378,null,"Electronic","Non-Integral LED Fixture, 378W total fixture wattage, any fixture shape, any application",378,"Light Emitting Diode (LED)",15,"Y"]
["LED379-FIXT","LED Non-Int Ballast",null,379,null,"Electronic","Non-Integral LED Fixture, 379W total fixture wattage, any fixture shape, any application",379,"Light Emitting Diode (LED)",15,"Y"]
["LED380-FIXT","LED Non-Int Ballast",null,380,null,"Electronic","Non-Integral LED Fixture, 380W total fixture wattage, any fixture shape, any application",380,"Light Emitting Diode (LED)",15,"Y"]
["LED381-FIXT","LED Non-Int Ballast",null,381,null,"Electronic","Non-Integral LED Fixture, 381W total fixture wattage, any fixture shape, any application",381,"Light Emitting Diode (LED)",15,"Y"]
["LED382-FIXT","LED Non-Int Ballast",null,382,null,"Electronic","Non-Integral LED Fixture, 382W total fixture wattage, any fixture shape, any application",382,"Light Emitting Diode (LED)",15,"Y"]
["LED383-FIXT","LED Non-Int Ballast",null,383,null,"Electronic","Non-Integral LED Fixture, 383W total fixture wattage, any fixture shape, any application",383,"Light Emitting Diode (LED)",15,"Y"]
["LED384-FIXT","LED Non-Int Ballast",null,384,null,"Electronic","Non-Integral LED Fixture, 384W total fixture wattage, any fixture shape, any application",384,"Light Emitting Diode (LED)",15,"Y"]
["LED385-FIXT","LED Non-Int Ballast",null,385,null,"Electronic","Non-Integral LED Fixture, 385W total fixture wattage, any fixture shape, any application",385,"Light Emitting Diode (LED)",15,"Y"]
["LED386-FIXT","LED Non-Int Ballast",null,386,null,"Electronic","Non-Integral LED Fixture, 386W total fixture wattage, any fixture shape, any application",386,"Light Emitting Diode (LED)",15,"Y"]
["LED387-FIXT","LED Non-Int Ballast",null,387,null,"Electronic","Non-Integral LED Fixture, 387W total fixture wattage, any fixture shape, any application",387,"Light Emitting Diode (LED)",15,"Y"]
["LED388-FIXT","LED Non-Int Ballast",null,388,null,"Electronic","Non-Integral LED Fixture, 388W total fixture wattage, any fixture shape, any application",388,"Light Emitting Diode (LED)",15,"Y"]
["LED389-FIXT","LED Non-Int Ballast",null,389,null,"Electronic","Non-Integral LED Fixture, 389W total fixture wattage, any fixture shape, any application",389,"Light Emitting Diode (LED)",15,"Y"]
["LED390-FIXT","LED Non-Int Ballast",null,390,null,"Electronic","Non-Integral LED Fixture, 390W total fixture wattage, any fixture shape, any application",390,"Light Emitting Diode (LED)",15,"Y"]
["LED391-FIXT","LED Non-Int Ballast",null,391,null,"Electronic","Non-Integral LED Fixture, 391W total fixture wattage, any fixture shape, any application",391,"Light Emitting Diode (LED)",15,"Y"]
["LED392-FIXT","LED Non-Int Ballast",null,392,null,"Electronic","Non-Integral LED Fixture, 392W total fixture wattage, any fixture shape, any application",392,"Light Emitting Diode (LED)",15,"Y"]
["LED393-FIXT","LED Non-Int Ballast",null,393,null,"Electronic","Non-Integral LED Fixture, 393W total fixture wattage, any fixture shape, any application",393,"Light Emitting Diode (LED)",15,"Y"]
["LED394-FIXT","LED Non-Int Ballast",null,394,null,"Electronic","Non-Integral LED Fixture, 394W total fixture wattage, any fixture shape, any application",394,"Light Emitting Diode (LED)",15,"Y"]
["LED395-FIXT","LED Non-Int Ballast",null,395,null,"Electronic","Non-Integral LED Fixture, 395W total fixture wattage, any fixture shape, any application",395,"Light Emitting Diode (LED)",15,"Y"]
["LED396-FIXT","LED Non-Int Ballast",null,396,null,"Electronic","Non-Integral LED Fixture, 396W total fixture wattage, any fixture shape, any application",396,"Light Emitting Diode (LED)",15,"Y"]
["LED397-FIXT","LED Non-Int Ballast",null,397,null,"Electronic","Non-Integral LED Fixture, 397W total fixture wattage, any fixture shape, any application",397,"Light Emitting Diode (LED)",15,"Y"]
["LED398-FIXT","LED Non-Int Ballast",null,398,null,"Electronic","Non-Integral LED Fixture, 398W total fixture wattage, any fixture shape, any application",398,"Light Emitting Diode (LED)",15,"Y"]
["LED399-FIXT","LED Non-Int Ballast",null,399,null,"Electronic","Non-Integral LED Fixture, 399W total fixture wattage, any fixture shape, any application",399,"Light Emitting Diode (LED)",15,"Y"]
["LED400-FIXT","LED Non-Int Ballast",null,400,null,"Electronic","Non-Integral LED Fixture, 400W total fixture wattage, any fixture shape, any application",400,"Light Emitting Diode (LED)",15,"Y"]
["LED401-FIXT","LED Non-Int Ballast",null,401,null,"Electronic","Non-Integral LED Fixture, 401W total fixture wattage, any fixture shape, any application",401,"Light Emitting Diode (LED)",15,"Y"]
["LED402-FIXT","LED Non-Int Ballast",null,402,null,"Electronic","Non-Integral LED Fixture, 402W total fixture wattage, any fixture shape, any application",402,"Light Emitting Diode (LED)",15,"Y"]
["LED403-FIXT","LED Non-Int Ballast",null,403,null,"Electronic","Non-Integral LED Fixture, 403W total fixture wattage, any fixture shape, any application",403,"Light Emitting Diode (LED)",15,"Y"]
["LED404-FIXT","LED Non-Int Ballast",null,404,null,"Electronic","Non-Integral LED Fixture, 404W total fixture wattage, any fixture shape, any application",404,"Light Emitting Diode (LED)",15,"Y"]
["LED405-FIXT","LED Non-Int Ballast",null,405,null,"Electronic","Non-Integral LED Fixture, 405W total fixture wattage, any fixture shape, any application",405,"Light Emitting Diode (LED)",15,"Y"]
["LED406-FIXT","LED Non-Int Ballast",null,406,null,"Electronic","Non-Integral LED Fixture, 406W total fixture wattage, any fixture shape, any application",406,"Light Emitting Diode (LED)",15,"Y"]
["LED407-FIXT","LED Non-Int Ballast",null,407,null,"Electronic","Non-Integral LED Fixture, 407W total fixture wattage, any fixture shape, any application",407,"Light Emitting Diode (LED)",15,"Y"]
["LED408-FIXT","LED Non-Int Ballast",null,408,null,"Electronic","Non-Integral LED Fixture, 408W total fixture wattage, any fixture shape, any application",408,"Light Emitting Diode (LED)",15,"Y"]
["LED409-FIXT","LED Non-Int Ballast",null,409,null,"Electronic","Non-Integral LED Fixture, 409W total fixture wattage, any fixture shape, any application",409,"Light Emitting Diode (LED)",15,"Y"]
["LED410-FIXT","LED Non-Int Ballast",null,410,null,"Electronic","Non-Integral LED Fixture, 410W total fixture wattage, any fixture shape, any application",410,"Light Emitting Diode (LED)",15,"Y"]
["LED411-FIXT","LED Non-Int Ballast",null,411,null,"Electronic","Non-Integral LED Fixture, 411W total fixture wattage, any fixture shape, any application",411,"Light Emitting Diode (LED)",15,"Y"]
["LED412-FIXT","LED Non-Int Ballast",null,412,null,"Electronic","Non-Integral LED Fixture, 412W total fixture wattage, any fixture shape, any application",412,"Light Emitting Diode (LED)",15,"Y"]
["LED413-FIXT","LED Non-Int Ballast",null,413,null,"Electronic","Non-Integral LED Fixture, 413W total fixture wattage, any fixture shape, any application",413,"Light Emitting Diode (LED)",15,"Y"]
["LED414-FIXT","LED Non-Int Ballast",null,414,null,"Electronic","Non-Integral LED Fixture, 414W total fixture wattage, any fixture shape, any application",414,"Light Emitting Diode (LED)",15,"Y"]
["LED415-FIXT","LED Non-Int Ballast",null,415,null,"Electronic","Non-Integral LED Fixture, 415W total fixture wattage, any fixture shape, any application",415,"Light Emitting Diode (LED)",15,"Y"]
["LED416-FIXT","LED Non-Int Ballast",null,416,null,"Electronic","Non-Integral LED Fixture, 416W total fixture wattage, any fixture shape, any application",416,"Light Emitting Diode (LED)",15,"Y"]
["LED417-FIXT","LED Non-Int Ballast",null,417,null,"Electronic","Non-Integral LED Fixture, 417W total fixture wattage, any fixture shape, any application",417,"Light Emitting Diode (LED)",15,"Y"]
["LED418-FIXT","LED Non-Int Ballast",null,418,null,"Electronic","Non-Integral LED Fixture, 418W total fixture wattage, any fixture shape, any application",418,"Light Emitting Diode (LED)",15,"Y"]
["LED419-FIXT","LED Non-Int Ballast",null,419,null,"Electronic","Non-Integral LED Fixture, 419W total fixture wattage, any fixture shape, any application",419,"Light Emitting Diode (LED)",15,"Y"]
["LED420-FIXT","LED Non-Int Ballast",null,420,null,"Electronic","Non-Integral LED Fixture, 420W total fixture wattage, any fixture shape, any application",420,"Light Emitting Diode (LED)",15,"Y"]
["LED421-FIXT","LED Non-Int Ballast",null,421,null,"Electronic","Non-Integral LED Fixture, 421W total fixture wattage, any fixture shape, any application",421,"Light Emitting Diode (LED)",15,"Y"]
["LED422-FIXT","LED Non-Int Ballast",null,422,null,"Electronic","Non-Integral LED Fixture, 422W total fixture wattage, any fixture shape, any application",422,"Light Emitting Diode (LED)",15,"Y"]
["LED423-FIXT","LED Non-Int Ballast",null,423,null,"Electronic","Non-Integral LED Fixture, 423W total fixture wattage, any fixture shape, any application",423,"Light Emitting Diode (LED)",15,"Y"]
["LED424-FIXT","LED Non-Int Ballast",null,424,null,"Electronic","Non-Integral LED Fixture, 424W total fixture wattage, any fixture shape, any application",424,"Light Emitting Diode (LED)",15,"Y"]
["LED425-FIXT","LED Non-Int Ballast",null,425,null,"Electronic","Non-Integral LED Fixture, 425W total fixture wattage, any fixture shape, any application",425,"Light Emitting Diode (LED)",15,"Y"]
["LED426-FIXT","LED Non-Int Ballast",null,426,null,"Electronic","Non-Integral LED Fixture, 426W total fixture wattage, any fixture shape, any application",426,"Light Emitting Diode (LED)",15,"Y"]
["LED427-FIXT","LED Non-Int Ballast",null,427,null,"Electronic","Non-Integral LED Fixture, 427W total fixture wattage, any fixture shape, any application",427,"Light Emitting Diode (LED)",15,"Y"]
["LED428-FIXT","LED Non-Int Ballast",null,428,null,"Electronic","Non-Integral LED Fixture, 428W total fixture wattage, any fixture shape, any application",428,"Light Emitting Diode (LED)",15,"Y"]
["LED429-FIXT","LED Non-Int Ballast",null,429,null,"Electronic","Non-Integral LED Fixture, 429W total fixture wattage, any fixture shape, any application",429,"Light Emitting Diode (LED)",15,"Y"]
["LED430-FIXT","LED Non-Int Ballast",null,430,null,"Electronic","Non-Integral LED Fixture, 430W total fixture wattage, any fixture shape, any application",430,"Light Emitting Diode (LED)",15,"Y"]
["LED431-FIXT","LED Non-Int Ballast",null,431,null,"Electronic","Non-Integral LED Fixture, 431W total fixture wattage, any fixture shape, any application",431,"Light Emitting Diode (LED)",15,"Y"]
["LED432-FIXT","LED Non-Int Ballast",null,432,null,"Electronic","Non-Integral LED Fixture, 432W total fixture wattage, any fixture shape, any application",432,"Light Emitting Diode (LED)",15,"Y"]
["LED433-FIXT","LED Non-Int Ballast",null,433,null,"Electronic","Non-Integral LED Fixture, 433W total fixture wattage, any fixture shape, any application",433,"Light Emitting Diode (LED)",15,"Y"]
["LED434-FIXT","LED Non-Int Ballast",null,434,null,"Electronic","Non-Integral LED Fixture, 434W total fixture wattage, any fixture shape, any application",434,"Light Emitting Diode (LED)",15,"Y"]
["LED435-FIXT","LED Non-Int Ballast",null,435,null,"Electronic","Non-Integral LED Fixture, 435W total fixture wattage, any fixture shape, any application",435,"Light Emitting Diode (LED)",15,"Y"]
["LED436-FIXT","LED Non-Int Ballast",null,436,null,"Electronic","Non-Integral LED Fixture, 436W total fixture wattage, any fixture shape, any application",436,"Light Emitting Diode (LED)",15,"Y"]
["LED437-FIXT","LED Non-Int Ballast",null,437,null,"Electronic","Non-Integral LED Fixture, 437W total fixture wattage, any fixture shape, any application",437,"Light Emitting Diode (LED)",15,"Y"]
["LED438-FIXT","LED Non-Int Ballast",null,438,null,"Electronic","Non-Integral LED Fixture, 438W total fixture wattage, any fixture shape, any application",438,"Light Emitting Diode (LED)",15,"Y"]
["LED439-FIXT","LED Non-Int Ballast",null,439,null,"Electronic","Non-Integral LED Fixture, 439W total fixture wattage, any fixture shape, any application",439,"Light Emitting Diode (LED)",15,"Y"]
["LED440-FIXT","LED Non-Int Ballast",null,440,null,"Electronic","Non-Integral LED Fixture, 440W total fixture wattage, any fixture shape, any application",440,"Light Emitting Diode (LED)",15,"Y"]
["LED441-FIXT","LED Non-Int Ballast",null,441,null,"Electronic","Non-Integral LED Fixture, 441W total fixture wattage, any fixture shape, any application",441,"Light Emitting Diode (LED)",15,"Y"]
["LED442-FIXT","LED Non-Int Ballast",null,442,null,"Electronic","Non-Integral LED Fixture, 442W total fixture wattage, any fixture shape, any application",442,"Light Emitting Diode (LED)",15,"Y"]
["LED443-FIXT","LED Non-Int Ballast",null,443,null,"Electronic","Non-Integral LED Fixture, 443W total fixture wattage, any fixture shape, any application",443,"Light Emitting Diode (LED)",15,"Y"]
["LED444-FIXT","LED Non-Int Ballast",null,444,null,"Electronic","Non-Integral LED Fixture, 444W total fixture wattage, any fixture shape, any application",444,"Light Emitting Diode (LED)",15,"Y"]
["LED445-FIXT","LED Non-Int Ballast",null,445,null,"Electronic","Non-Integral LED Fixture, 445W total fixture wattage, any fixture shape, any application",445,"Light Emitting Diode (LED)",15,"Y"]
["LED446-FIXT","LED Non-Int Ballast",null,446,null,"Electronic","Non-Integral LED Fixture, 446W total fixture wattage, any fixture shape, any application",446,"Light Emitting Diode (LED)",15,"Y"]
["LED447-FIXT","LED Non-Int Ballast",null,447,null,"Electronic","Non-Integral LED Fixture, 447W total fixture wattage, any fixture shape, any application",447,"Light Emitting Diode (LED)",15,"Y"]
["LED448-FIXT","LED Non-Int Ballast",null,448,null,"Electronic","Non-Integral LED Fixture, 448W total fixture wattage, any fixture shape, any application",448,"Light Emitting Diode (LED)",15,"Y"]
["LED449-FIXT","LED Non-Int Ballast",null,449,null,"Electronic","Non-Integral LED Fixture, 449W total fixture wattage, any fixture shape, any application",449,"Light Emitting Diode (LED)",15,"Y"]
["LED450-FIXT","LED Non-Int Ballast",null,450,null,"Electronic","Non-Integral LED Fixture, 450W total fixture wattage, any fixture shape, any application",450,"Light Emitting Diode (LED)",15,"Y"]
["LED451-FIXT","LED Non-Int Ballast",null,451,null,"Electronic","Non-Integral LED Fixture, 451W total fixture wattage, any fixture shape, any application",451,"Light Emitting Diode (LED)",15,"Y"]
["LED452-FIXT","LED Non-Int Ballast",null,452,null,"Electronic","Non-Integral LED Fixture, 452W total fixture wattage, any fixture shape, any application",452,"Light Emitting Diode (LED)",15,"Y"]
["LED453-FIXT","LED Non-Int Ballast",null,453,null,"Electronic","Non-Integral LED Fixture, 453W total fixture wattage, any fixture shape, any application",453,"Light Emitting Diode (LED)",15,"Y"]
["LED454-FIXT","LED Non-Int Ballast",null,454,null,"Electronic","Non-Integral LED Fixture, 454W total fixture wattage, any fixture shape, any application",454,"Light Emitting Diode (LED)",15,"Y"]
["LED455-FIXT","LED Non-Int Ballast",null,455,null,"Electronic","Non-Integral LED Fixture, 455W total fixture wattage, any fixture shape, any application",455,"Light Emitting Diode (LED)",15,"Y"]
["LED456-FIXT","LED Non-Int Ballast",null,456,null,"Electronic","Non-Integral LED Fixture, 456W total fixture wattage, any fixture shape, any application",456,"Light Emitting Diode (LED)",15,"Y"]
["LED457-FIXT","LED Non-Int Ballast",null,457,null,"Electronic","Non-Integral LED Fixture, 457W total fixture wattage, any fixture shape, any application",457,"Light Emitting Diode (LED)",15,"Y"]
["LED458-FIXT","LED Non-Int Ballast",null,458,null,"Electronic","Non-Integral LED Fixture, 458W total fixture wattage, any fixture shape, any application",458,"Light Emitting Diode (LED)",15,"Y"]
["LED459-FIXT","LED Non-Int Ballast",null,459,null,"Electronic","Non-Integral LED Fixture, 459W total fixture wattage, any fixture shape, any application",459,"Light Emitting Diode (LED)",15,"Y"]
["LED460-FIXT","LED Non-Int Ballast",null,460,null,"Electronic","Non-Integral LED Fixture, 460W total fixture wattage, any fixture shape, any application",460,"Light Emitting Diode (LED)",15,"Y"]
["LED461-FIXT","LED Non-Int Ballast",null,461,null,"Electronic","Non-Integral LED Fixture, 461W total fixture wattage, any fixture shape, any application",461,"Light Emitting Diode (LED)",15,"Y"]
["LED462-FIXT","LED Non-Int Ballast",null,462,null,"Electronic","Non-Integral LED Fixture, 462W total fixture wattage, any fixture shape, any application",462,"Light Emitting Diode (LED)",15,"Y"]
["LED463-FIXT","LED Non-Int Ballast",null,463,null,"Electronic","Non-Integral LED Fixture, 463W total fixture wattage, any fixture shape, any application",463,"Light Emitting Diode (LED)",15,"Y"]
["LED464-FIXT","LED Non-Int Ballast",null,464,null,"Electronic","Non-Integral LED Fixture, 464W total fixture wattage, any fixture shape, any application",464,"Light Emitting Diode (LED)",15,"Y"]
["LED465-FIXT","LED Non-Int Ballast",null,465,null,"Electronic","Non-Integral LED Fixture, 465W total fixture wattage, any fixture shape, any application",465,"Light Emitting Diode (LED)",15,"Y"]
["LED466-FIXT","LED Non-Int Ballast",null,466,null,"Electronic","Non-Integral LED Fixture, 466W total fixture wattage, any fixture shape, any application",466,"Light Emitting Diode (LED)",15,"Y"]
["LED467-FIXT","LED Non-Int Ballast",null,467,null,"Electronic","Non-Integral LED Fixture, 467W total fixture wattage, any fixture shape, any application",467,"Light Emitting Diode (LED)",15,"Y"]
["LED468-FIXT","LED Non-Int Ballast",null,468,null,"Electronic","Non-Integral LED Fixture, 468W total fixture wattage, any fixture shape, any application",468,"Light Emitting Diode (LED)",15,"Y"]
["LED469-FIXT","LED Non-Int Ballast",null,469,null,"Electronic","Non-Integral LED Fixture, 469W total fixture wattage, any fixture shape, any application",469,"Light Emitting Diode (LED)",15,"Y"]
["LED470-FIXT","LED Non-Int Ballast",null,470,null,"Electronic","Non-Integral LED Fixture, 470W total fixture wattage, any fixture shape, any application",470,"Light Emitting Diode (LED)",15,"Y"]
["LED471-FIXT","LED Non-Int Ballast",null,471,null,"Electronic","Non-Integral LED Fixture, 471W total fixture wattage, any fixture shape, any application",471,"Light Emitting Diode (LED)",15,"Y"]
["LED472-FIXT","LED Non-Int Ballast",null,472,null,"Electronic","Non-Integral LED Fixture, 472W total fixture wattage, any fixture shape, any application",472,"Light Emitting Diode (LED)",15,"Y"]
["LED473-FIXT","LED Non-Int Ballast",null,473,null,"Electronic","Non-Integral LED Fixture, 473W total fixture wattage, any fixture shape, any application",473,"Light Emitting Diode (LED)",15,"Y"]
["LED474-FIXT","LED Non-Int Ballast",null,474,null,"Electronic","Non-Integral LED Fixture, 474W total fixture wattage, any fixture shape, any application",474,"Light Emitting Diode (LED)",15,"Y"]
["LED475-FIXT","LED Non-Int Ballast",null,475,null,"Electronic","Non-Integral LED Fixture, 475W total fixture wattage, any fixture shape, any application",475,"Light Emitting Diode (LED)",15,"Y"]
["LED476-FIXT","LED Non-Int Ballast",null,476,null,"Electronic","Non-Integral LED Fixture, 476W total fixture wattage, any fixture shape, any application",476,"Light Emitting Diode (LED)",15,"Y"]
["LED477-FIXT","LED Non-Int Ballast",null,477,null,"Electronic","Non-Integral LED Fixture, 477W total fixture wattage, any fixture shape, any application",477,"Light Emitting Diode (LED)",15,"Y"]
["LED478-FIXT","LED Non-Int Ballast",null,478,null,"Electronic","Non-Integral LED Fixture, 478W total fixture wattage, any fixture shape, any application",478,"Light Emitting Diode (LED)",15,"Y"]
["LED479-FIXT","LED Non-Int Ballast",null,479,null,"Electronic","Non-Integral LED Fixture, 479W total fixture wattage, any fixture shape, any application",479,"Light Emitting Diode (LED)",15,"Y"]
["LED480-FIXT","LED Non-Int Ballast",null,480,null,"Electronic","Non-Integral LED Fixture, 480W total fixture wattage, any fixture shape, any application",480,"Light Emitting Diode (LED)",15,"Y"]
["LED481-FIXT","LED Non-Int Ballast",null,481,null,"Electronic","Non-Integral LED Fixture, 481W total fixture wattage, any fixture shape, any application",481,"Light Emitting Diode (LED)",15,"Y"]
["LED482-FIXT","LED Non-Int Ballast",null,482,null,"Electronic","Non-Integral LED Fixture, 482W total fixture wattage, any fixture shape, any application",482,"Light Emitting Diode (LED)",15,"Y"]
["LED483-FIXT","LED Non-Int Ballast",null,483,null,"Electronic","Non-Integral LED Fixture, 483W total fixture wattage, any fixture shape, any application",483,"Light Emitting Diode (LED)",15,"Y"]
["LED484-FIXT","LED Non-Int Ballast",null,484,null,"Electronic","Non-Integral LED Fixture, 484W total fixture wattage, any fixture shape, any application",484,"Light Emitting Diode (LED)",15,"Y"]
["LED485-FIXT","LED Non-Int Ballast",null,485,null,"Electronic","Non-Integral LED Fixture, 485W total fixture wattage, any fixture shape, any application",485,"Light Emitting Diode (LED)",15,"Y"]
["LED486-FIXT","LED Non-Int Ballast",null,486,null,"Electronic","Non-Integral LED Fixture, 486W total fixture wattage, any fixture shape, any application",486,"Light Emitting Diode (LED)",15,"Y"]
["LED487-FIXT","LED Non-Int Ballast",null,487,null,"Electronic","Non-Integral LED Fixture, 487W total fixture wattage, any fixture shape, any application",487,"Light Emitting Diode (LED)",15,"Y"]
["LED488-FIXT","LED Non-Int Ballast",null,488,null,"Electronic","Non-Integral LED Fixture, 488W total fixture wattage, any fixture shape, any application",488,"Light Emitting Diode (LED)",15,"Y"]
["LED489-FIXT","LED Non-Int Ballast",null,489,null,"Electronic","Non-Integral LED Fixture, 489W total fixture wattage, any fixture shape, any application",489,"Light Emitting Diode (LED)",15,"Y"]
["LED490-FIXT","LED Non-Int Ballast",null,490,null,"Electronic","Non-Integral LED Fixture, 490W total fixture wattage, any fixture shape, any application",490,"Light Emitting Diode (LED)",15,"Y"]
["LED491-FIXT","LED Non-Int Ballast",null,491,null,"Electronic","Non-Integral LED Fixture, 491W total fixture wattage, any fixture shape, any application",491,"Light Emitting Diode (LED)",15,"Y"]
["LED492-FIXT","LED Non-Int Ballast",null,492,null,"Electronic","Non-Integral LED Fixture, 492W total fixture wattage, any fixture shape, any application",492,"Light Emitting Diode (LED)",15,"Y"]
["LED493-FIXT","LED Non-Int Ballast",null,493,null,"Electronic","Non-Integral LED Fixture, 493W total fixture wattage, any fixture shape, any application",493,"Light Emitting Diode (LED)",15,"Y"]
["LED494-FIXT","LED Non-Int Ballast",null,494,null,"Electronic","Non-Integral LED Fixture, 494W total fixture wattage, any fixture shape, any application",494,"Light Emitting Diode (LED)",15,"Y"]
["LED495-FIXT","LED Non-Int Ballast",null,495,null,"Electronic","Non-Integral LED Fixture, 495W total fixture wattage, any fixture shape, any application",495,"Light Emitting Diode (LED)",15,"Y"]
["LED496-FIXT","LED Non-Int Ballast",null,496,null,"Electronic","Non-Integral LED Fixture, 496W total fixture wattage, any fixture shape, any application",496,"Light Emitting Diode (LED)",15,"Y"]
["LED497-FIXT","LED Non-Int Ballast",null,497,null,"Electronic","Non-Integral LED Fixture, 497W total fixture wattage, any fixture shape, any application",497,"Light Emitting Diode (LED)",15,"Y"]
["LED498-FIXT","LED Non-Int Ballast",null,498,null,"Electronic","Non-Integral LED Fixture, 498W total fixture wattage, any fixture shape, any application",498,"Light Emitting Diode (LED)",15,"Y"]
["LED499-FIXT","LED Non-Int Ballast",null,499,null,"Electronic","Non-Integral LED Fixture, 499W total fixture wattage, any fixture shape, any application",499,"Light Emitting Diode (LED)",15,"Y"]
["LED500-FIXT","LED Non-Int Ballast",null,500,null,"Electronic","Non-Integral LED Fixture, 500W total fixture wattage, any fixture shape, any application",500,"Light Emitting Diode (LED)",15,"Y"]
["LED501-FIXT","LED Non-Int Ballast",null,501,null,"Electronic","Non-Integral LED Fixture, 501W total fixture wattage, any fixture shape, any application",501,"Light Emitting Diode (LED)",15,"Y"]
["LED502-FIXT","LED Non-Int Ballast",null,502,null,"Electronic","Non-Integral LED Fixture, 502W total fixture wattage, any fixture shape, any application",502,"Light Emitting Diode (LED)",15,"Y"]
["LED503-FIXT","LED Non-Int Ballast",null,503,null,"Electronic","Non-Integral LED Fixture, 503W total fixture wattage, any fixture shape, any application",503,"Light Emitting Diode (LED)",15,"Y"]
["LED504-FIXT","LED Non-Int Ballast",null,504,null,"Electronic","Non-Integral LED Fixture, 504W total fixture wattage, any fixture shape, any application",504,"Light Emitting Diode (LED)",15,"Y"]
["LED505-FIXT","LED Non-Int Ballast",null,505,null,"Electronic","Non-Integral LED Fixture, 505W total fixture wattage, any fixture shape, any application",505,"Light Emitting Diode (LED)",15,"Y"]
["LED506-FIXT","LED Non-Int Ballast",null,506,null,"Electronic","Non-Integral LED Fixture, 506W total fixture wattage, any fixture shape, any application",506,"Light Emitting Diode (LED)",15,"Y"]
["LED507-FIXT","LED Non-Int Ballast",null,507,null,"Electronic","Non-Integral LED Fixture, 507W total fixture wattage, any fixture shape, any application",507,"Light Emitting Diode (LED)",15,"Y"]
["LED508-FIXT","LED Non-Int Ballast",null,508,null,"Electronic","Non-Integral LED Fixture, 508W total fixture wattage, any fixture shape, any application",508,"Light Emitting Diode (LED)",15,"Y"]
["LED509-FIXT","LED Non-Int Ballast",null,509,null,"Electronic","Non-Integral LED Fixture, 509W total fixture wattage, any fixture shape, any application",509,"Light Emitting Diode (LED)",15,"Y"]
["LED510-FIXT","LED Non-Int Ballast",null,510,null,"Electronic","Non-Integral LED Fixture, 510W total fixture wattage, any fixture shape, any application",510,"Light Emitting Diode (LED)",15,"Y"]
["LED511-FIXT","LED Non-Int Ballast",null,511,null,"Electronic","Non-Integral LED Fixture, 511W total fixture wattage, any fixture shape, any application",511,"Light Emitting Diode (LED)",15,"Y"]
["LED512-FIXT","LED Non-Int Ballast",null,512,null,"Electronic","Non-Integral LED Fixture, 512W total fixture wattage, any fixture shape, any application",512,"Light Emitting Diode (LED)",15,"Y"]
["LED513-FIXT","LED Non-Int Ballast",null,513,null,"Electronic","Non-Integral LED Fixture, 513W total fixture wattage, any fixture shape, any application",513,"Light Emitting Diode (LED)",15,"Y"]
["LED514-FIXT","LED Non-Int Ballast",null,514,null,"Electronic","Non-Integral LED Fixture, 514W total fixture wattage, any fixture shape, any application",514,"Light Emitting Diode (LED)",15,"Y"]
["LED515-FIXT","LED Non-Int Ballast",null,515,null,"Electronic","Non-Integral LED Fixture, 515W total fixture wattage, any fixture shape, any application",515,"Light Emitting Diode (LED)",15,"Y"]
["LED516-FIXT","LED Non-Int Ballast",null,516,null,"Electronic","Non-Integral LED Fixture, 516W total fixture wattage, any fixture shape, any application",516,"Light Emitting Diode (LED)",15,"Y"]
["LED517-FIXT","LED Non-Int Ballast",null,517,null,"Electronic","Non-Integral LED Fixture, 517W total fixture wattage, any fixture shape, any application",517,"Light Emitting Diode (LED)",15,"Y"]
["LED518-FIXT","LED Non-Int Ballast",null,518,null,"Electronic","Non-Integral LED Fixture, 518W total fixture wattage, any fixture shape, any application",518,"Light Emitting Diode (LED)",15,"Y"]
["LED519-FIXT","LED Non-Int Ballast",null,519,null,"Electronic","Non-Integral LED Fixture, 519W total fixture wattage, any fixture shape, any application",519,"Light Emitting Diode (LED)",15,"Y"]
["LED520-FIXT","LED Non-Int Ballast",null,520,null,"Electronic","Non-Integral LED Fixture, 520W total fixture wattage, any fixture shape, any application",520,"Light Emitting Diode (LED)",15,"Y"]
["LED521-FIXT","LED Non-Int Ballast",null,521,null,"Electronic","Non-Integral LED Fixture, 521W total fixture wattage, any fixture shape, any application",521,"Light Emitting Diode (LED)",15,"Y"]
["LED522-FIXT","LED Non-Int Ballast",null,522,null,"Electronic","Non-Integral LED Fixture, 522W total fixture wattage, any fixture shape, any application",522,"Light Emitting Diode (LED)",15,"Y"]
["LED523-FIXT","LED Non-Int Ballast",null,523,null,"Electronic","Non-Integral LED Fixture, 523W total fixture wattage, any fixture shape, any application",523,"Light Emitting Diode (LED)",15,"Y"]
["LED524-FIXT","LED Non-Int Ballast",null,524,null,"Electronic","Non-Integral LED Fixture, 524W total fixture wattage, any fixture shape, any application",524,"Light Emitting Diode (LED)",15,"Y"]
["LED525-FIXT","LED Non-Int Ballast",null,525,null,"Electronic","Non-Integral LED Fixture, 525W total fixture wattage, any fixture shape, any application",525,"Light Emitting Diode (LED)",15,"Y"]
["LED526-FIXT","LED Non-Int Ballast",null,526,null,"Electronic","Non-Integral LED Fixture, 526W total fixture wattage, any fixture shape, any application",526,"Light Emitting Diode (LED)",15,"Y"]
["LED527-FIXT","LED Non-Int Ballast",null,527,null,"Electronic","Non-Integral LED Fixture, 527W total fixture wattage, any fixture shape, any application",527,"Light Emitting Diode (LED)",15,"Y"]
["LED528-FIXT","LED Non-Int Ballast",null,528,null,"Electronic","Non-Integral LED Fixture, 528W total fixture wattage, any fixture shape, any application",528,"Light Emitting Diode (LED)",15,"Y"]
["LED529-FIXT","LED Non-Int Ballast",null,529,null,"Electronic","Non-Integral LED Fixture, 529W total fixture wattage, any fixture shape, any application",529,"Light Emitting Diode (LED)",15,"Y"]
["LED530-FIXT","LED Non-Int Ballast",null,530,null,"Electronic","Non-Integral LED Fixture, 530W total fixture wattage, any fixture shape, any application",530,"Light Emitting Diode (LED)",15,"Y"]
["LED531-FIXT","LED Non-Int Ballast",null,531,null,"Electronic","Non-Integral LED Fixture, 531W total fixture wattage, any fixture shape, any application",531,"Light Emitting Diode (LED)",15,"Y"]
["LED532-FIXT","LED Non-Int Ballast",null,532,null,"Electronic","Non-Integral LED Fixture, 532W total fixture wattage, any fixture shape, any application",532,"Light Emitting Diode (LED)",15,"Y"]
["LED533-FIXT","LED Non-Int Ballast",null,533,null,"Electronic","Non-Integral LED Fixture, 533W total fixture wattage, any fixture shape, any application",533,"Light Emitting Diode (LED)",15,"Y"]
["LED534-FIXT","LED Non-Int Ballast",null,534,null,"Electronic","Non-Integral LED Fixture, 534W total fixture wattage, any fixture shape, any application",534,"Light Emitting Diode (LED)",15,"Y"]
["LED535-FIXT","LED Non-Int Ballast",null,535,null,"Electronic","Non-Integral LED Fixture, 535W total fixture wattage, any fixture shape, any application",535,"Light Emitting Diode (LED)",15,"Y"]
["LED536-FIXT","LED Non-Int Ballast",null,536,null,"Electronic","Non-Integral LED Fixture, 536W total fixture wattage, any fixture shape, any application",536,"Light Emitting Diode (LED)",15,"Y"]
["LED537-FIXT","LED Non-Int Ballast",null,537,null,"Electronic","Non-Integral LED Fixture, 537W total fixture wattage, any fixture shape, any application",537,"Light Emitting Diode (LED)",15,"Y"]
["LED538-FIXT","LED Non-Int Ballast",null,538,null,"Electronic","Non-Integral LED Fixture, 538W total fixture wattage, any fixture shape, any application",538,"Light Emitting Diode (LED)",15,"Y"]
["LED539-FIXT","LED Non-Int Ballast",null,539,null,"Electronic","Non-Integral LED Fixture, 539W total fixture wattage, any fixture shape, any application",539,"Light Emitting Diode (LED)",15,"Y"]
["LED540-FIXT","LED Non-Int Ballast",null,540,null,"Electronic","Non-Integral LED Fixture, 540W total fixture wattage, any fixture shape, any application",540,"Light Emitting Diode (LED)",15,"Y"]
["LED541-FIXT","LED Non-Int Ballast",null,541,null,"Electronic","Non-Integral LED Fixture, 541W total fixture wattage, any fixture shape, any application",541,"Light Emitting Diode (LED)",15,"Y"]
["LED542-FIXT","LED Non-Int Ballast",null,542,null,"Electronic","Non-Integral LED Fixture, 542W total fixture wattage, any fixture shape, any application",542,"Light Emitting Diode (LED)",15,"Y"]
["LED543-FIXT","LED Non-Int Ballast",null,543,null,"Electronic","Non-Integral LED Fixture, 543W total fixture wattage, any fixture shape, any application",543,"Light Emitting Diode (LED)",15,"Y"]
["LED544-FIXT","LED Non-Int Ballast",null,544,null,"Electronic","Non-Integral LED Fixture, 544W total fixture wattage, any fixture shape, any application",544,"Light Emitting Diode (LED)",15,"Y"]
["LED545-FIXT","LED Non-Int Ballast",null,545,null,"Electronic","Non-Integral LED Fixture, 545W total fixture wattage, any fixture shape, any application",545,"Light Emitting Diode (LED)",15,"Y"]
["LED546-FIXT","LED Non-Int Ballast",null,546,null,"Electronic","Non-Integral LED Fixture, 546W total fixture wattage, any fixture shape, any application",546,"Light Emitting Diode (LED)",15,"Y"]
["LED547-FIXT","LED Non-Int Ballast",null,547,null,"Electronic","Non-Integral LED Fixture, 547W total fixture wattage, any fixture shape, any application",547,"Light Emitting Diode (LED)",15,"Y"]
["LED548-FIXT","LED Non-Int Ballast",null,548,null,"Electronic","Non-Integral LED Fixture, 548W total fixture wattage, any fixture shape, any application",548,"Light Emitting Diode (LED)",15,"Y"]
["LED549-FIXT","LED Non-Int Ballast",null,549,null,"Electronic","Non-Integral LED Fixture, 549W total fixture wattage, any fixture shape, any application",549,"Light Emitting Diode (LED)",15,"Y"]
["LED550-FIXT","LED Non-Int Ballast",null,550,null,"Electronic","Non-Integral LED Fixture, 550W total fixture wattage, any fixture shape, any application",550,"Light Emitting Diode (LED)",15,"Y"]
["LED551-FIXT","LED Non-Int Ballast",null,551,null,"Electronic","Non-Integral LED Fixture, 551W total fixture wattage, any fixture shape, any application",551,"Light Emitting Diode (LED)",15,"Y"]
["LED552-FIXT","LED Non-Int Ballast",null,552,null,"Electronic","Non-Integral LED Fixture, 552W total fixture wattage, any fixture shape, any application",552,"Light Emitting Diode (LED)",15,"Y"]
["LED553-FIXT","LED Non-Int Ballast",null,553,null,"Electronic","Non-Integral LED Fixture, 553W total fixture wattage, any fixture shape, any application",553,"Light Emitting Diode (LED)",15,"Y"]
["LED554-FIXT","LED Non-Int Ballast",null,554,null,"Electronic","Non-Integral LED Fixture, 554W total fixture wattage, any fixture shape, any application",554,"Light Emitting Diode (LED)",15,"Y"]
["LED555-FIXT","LED Non-Int Ballast",null,555,null,"Electronic","Non-Integral LED Fixture, 555W total fixture wattage, any fixture shape, any application",555,"Light Emitting Diode (LED)",15,"Y"]
["LED556-FIXT","LED Non-Int Ballast",null,556,null,"Electronic","Non-Integral LED Fixture, 556W total fixture wattage, any fixture shape, any application",556,"Light Emitting Diode (LED)",15,"Y"]
["LED557-FIXT","LED Non-Int Ballast",null,557,null,"Electronic","Non-Integral LED Fixture, 557W total fixture wattage, any fixture shape, any application",557,"Light Emitting Diode (LED)",15,"Y"]
["LED558-FIXT","LED Non-Int Ballast",null,558,null,"Electronic","Non-Integral LED Fixture, 558W total fixture wattage, any fixture shape, any application",558,"Light Emitting Diode (LED)",15,"Y"]
["LED559-FIXT","LED Non-Int Ballast",null,559,null,"Electronic","Non-Integral LED Fixture, 559W total fixture wattage, any fixture shape, any application",559,"Light Emitting Diode (LED)",15,"Y"]
["LED560-FIXT","LED Non-Int Ballast",null,560,null,"Electronic","Non-Integral LED Fixture, 560W total fixture wattage, any fixture shape, any application",560,"Light Emitting Diode (LED)",15,"Y"]
["LED561-FIXT","LED Non-Int Ballast",null,561,null,"Electronic","Non-Integral LED Fixture, 561W total fixture wattage, any fixture shape, any application",561,"Light Emitting Diode (LED)",15,"Y"]
["LED562-FIXT","LED Non-Int Ballast",null,562,null,"Electronic","Non-Integral LED Fixture, 562W total fixture wattage, any fixture shape, any application",562,"Light Emitting Diode (LED)",15,"Y"]
["LED563-FIXT","LED Non-Int Ballast",null,563,null,"Electronic","Non-Integral LED Fixture, 563W total fixture wattage, any fixture shape, any application",563,"Light Emitting Diode (LED)",15,"Y"]
["LED564-FIXT","LED Non-Int Ballast",null,564,null,"Electronic","Non-Integral LED Fixture, 564W total fixture wattage, any fixture shape, any application",564,"Light Emitting Diode (LED)",15,"Y"]
["LED565-FIXT","LED Non-Int Ballast",null,565,null,"Electronic","Non-Integral LED Fixture, 565W total fixture wattage, any fixture shape, any application",565,"Light Emitting Diode (LED)",15,"Y"]
["LED566-FIXT","LED Non-Int Ballast",null,566,null,"Electronic","Non-Integral LED Fixture, 566W total fixture wattage, any fixture shape, any application",566,"Light Emitting Diode (LED)",15,"Y"]
["LED567-FIXT","LED Non-Int Ballast",null,567,null,"Electronic","Non-Integral LED Fixture, 567W total fixture wattage, any fixture shape, any application",567,"Light Emitting Diode (LED)",15,"Y"]
["LED568-FIXT","LED Non-Int Ballast",null,568,null,"Electronic","Non-Integral LED Fixture, 568W total fixture wattage, any fixture shape, any application",568,"Light Emitting Diode (LED)",15,"Y"]
["LED569-FIXT","LED Non-Int Ballast",null,569,null,"Electronic","Non-Integral LED Fixture, 569W total fixture wattage, any fixture shape, any application",569,"Light Emitting Diode (LED)",15,"Y"]
["LED570-FIXT","LED Non-Int Ballast",null,570,null,"Electronic","Non-Integral LED Fixture, 570W total fixture wattage, any fixture shape, any application",570,"Light Emitting Diode (LED)",15,"Y"]
["LED571-FIXT","LED Non-Int Ballast",null,571,null,"Electronic","Non-Integral LED Fixture, 571W total fixture wattage, any fixture shape, any application",571,"Light Emitting Diode (LED)",15,"Y"]
["LED572-FIXT","LED Non-Int Ballast",null,572,null,"Electronic","Non-Integral LED Fixture, 572W total fixture wattage, any fixture shape, any application",572,"Light Emitting Diode (LED)",15,"Y"]
["LED573-FIXT","LED Non-Int Ballast",null,573,null,"Electronic","Non-Integral LED Fixture, 573W total fixture wattage, any fixture shape, any application",573,"Light Emitting Diode (LED)",15,"Y"]
["LED574-FIXT","LED Non-Int Ballast",null,574,null,"Electronic","Non-Integral LED Fixture, 574W total fixture wattage, any fixture shape, any application",574,"Light Emitting Diode (LED)",15,"Y"]
["LED575-FIXT","LED Non-Int Ballast",null,575,null,"Electronic","Non-Integral LED Fixture, 575W total fixture wattage, any fixture shape, any application",575,"Light Emitting Diode (LED)",15,"Y"]
["LED576-FIXT","LED Non-Int Ballast",null,576,null,"Electronic","Non-Integral LED Fixture, 576W total fixture wattage, any fixture shape, any application",576,"Light Emitting Diode (LED)",15,"Y"]
["LED577-FIXT","LED Non-Int Ballast",null,577,null,"Electronic","Non-Integral LED Fixture, 577W total fixture wattage, any fixture shape, any application",577,"Light Emitting Diode (LED)",15,"Y"]
["LED578-FIXT","LED Non-Int Ballast",null,578,null,"Electronic","Non-Integral LED Fixture, 578W total fixture wattage, any fixture shape, any application",578,"Light Emitting Diode (LED)",15,"Y"]
["LED579-FIXT","LED Non-Int Ballast",null,579,null,"Electronic","Non-Integral LED Fixture, 579W total fixture wattage, any fixture shape, any application",579,"Light Emitting Diode (LED)",15,"Y"]
["LED580-FIXT","LED Non-Int Ballast",null,580,null,"Electronic","Non-Integral LED Fixture, 580W total fixture wattage, any fixture shape, any application",580,"Light Emitting Diode (LED)",15,"Y"]
["LED581-FIXT","LED Non-Int Ballast",null,581,null,"Electronic","Non-Integral LED Fixture, 581W total fixture wattage, any fixture shape, any application",581,"Light Emitting Diode (LED)",15,"Y"]
["LED582-FIXT","LED Non-Int Ballast",null,582,null,"Electronic","Non-Integral LED Fixture, 582W total fixture wattage, any fixture shape, any application",582,"Light Emitting Diode (LED)",15,"Y"]
["LED583-FIXT","LED Non-Int Ballast",null,583,null,"Electronic","Non-Integral LED Fixture, 583W total fixture wattage, any fixture shape, any application",583,"Light Emitting Diode (LED)",15,"Y"]
["LED584-FIXT","LED Non-Int Ballast",null,584,null,"Electronic","Non-Integral LED Fixture, 584W total fixture wattage, any fixture shape, any application",584,"Light Emitting Diode (LED)",15,"Y"]
["LED585-FIXT","LED Non-Int Ballast",null,585,null,"Electronic","Non-Integral LED Fixture, 585W total fixture wattage, any fixture shape, any application",585,"Light Emitting Diode (LED)",15,"Y"]
["LED586-FIXT","LED Non-Int Ballast",null,586,null,"Electronic","Non-Integral LED Fixture, 586W total fixture wattage, any fixture shape, any application",586,"Light Emitting Diode (LED)",15,"Y"]
["LED587-FIXT","LED Non-Int Ballast",null,587,null,"Electronic","Non-Integral LED Fixture, 587W total fixture wattage, any fixture shape, any application",587,"Light Emitting Diode (LED)",15,"Y"]
["LED588-FIXT","LED Non-Int Ballast",null,588,null,"Electronic","Non-Integral LED Fixture, 588W total fixture wattage, any fixture shape, any application",588,"Light Emitting Diode (LED)",15,"Y"]
["LED589-FIXT","LED Non-Int Ballast",null,589,null,"Electronic","Non-Integral LED Fixture, 589W total fixture wattage, any fixture shape, any application",589,"Light Emitting Diode (LED)",15,"Y"]
["LED590-FIXT","LED Non-Int Ballast",null,590,null,"Electronic","Non-Integral LED Fixture, 590W total fixture wattage, any fixture shape, any application",590,"Light Emitting Diode (LED)",15,"Y"]
["LED591-FIXT","LED Non-Int Ballast",null,591,null,"Electronic","Non-Integral LED Fixture, 591W total fixture wattage, any fixture shape, any application",591,"Light Emitting Diode (LED)",15,"Y"]
["LED592-FIXT","LED Non-Int Ballast",null,592,null,"Electronic","Non-Integral LED Fixture, 592W total fixture wattage, any fixture shape, any application",592,"Light Emitting Diode (LED)",15,"Y"]
["LED593-FIXT","LED Non-Int Ballast",null,593,null,"Electronic","Non-Integral LED Fixture, 593W total fixture wattage, any fixture shape, any application",593,"Light Emitting Diode (LED)",15,"Y"]
["LED594-FIXT","LED Non-Int Ballast",null,594,null,"Electronic","Non-Integral LED Fixture, 594W total fixture wattage, any fixture shape, any application",594,"Light Emitting Diode (LED)",15,"Y"]
["LED595-FIXT","LED Non-Int Ballast",null,595,null,"Electronic","Non-Integral LED Fixture, 595W total fixture wattage, any fixture shape, any application",595,"Light Emitting Diode (LED)",15,"Y"]
["LED596-FIXT","LED Non-Int Ballast",null,596,null,"Electronic","Non-Integral LED Fixture, 596W total fixture wattage, any fixture shape, any application",596,"Light Emitting Diode (LED)",15,"Y"]
["LED597-FIXT","LED Non-Int Ballast",null,597,null,"Electronic","Non-Integral LED Fixture, 597W total fixture wattage, any fixture shape, any application",597,"Light Emitting Diode (LED)",15,"Y"]
["LED598-FIXT","LED Non-Int Ballast",null,598,null,"Electronic","Non-Integral LED Fixture, 598W total fixture wattage, any fixture shape, any application",598,"Light Emitting Diode (LED)",15,"Y"]
["LED599-FIXT","LED Non-Int Ballast",null,599,null,"Electronic","Non-Integral LED Fixture, 599W total fixture wattage, any fixture shape, any application",599,"Light Emitting Diode (LED)",15,"Y"]
["LED600-FIXT","LED Non-Int Ballast",null,600,null,"Electronic","Non-Integral LED Fixture, 600W total fixture wattage, any fixture shape, any application",600,"Light Emitting Diode (LED)",15,"Y"]
["LED601-FIXT","LED Non-Int Ballast",null,601,null,"Electronic","Non-Integral LED Fixture, 601W total fixture wattage, any fixture shape, any application",601,"Light Emitting Diode (LED)",15,"Y"]
["LED602-FIXT","LED Non-Int Ballast",null,602,null,"Electronic","Non-Integral LED Fixture, 602W total fixture wattage, any fixture shape, any application",602,"Light Emitting Diode (LED)",15,"Y"]
["LED603-FIXT","LED Non-Int Ballast",null,603,null,"Electronic","Non-Integral LED Fixture, 603W total fixture wattage, any fixture shape, any application",603,"Light Emitting Diode (LED)",15,"Y"]
["LED604-FIXT","LED Non-Int Ballast",null,604,null,"Electronic","Non-Integral LED Fixture, 604W total fixture wattage, any fixture shape, any application",604,"Light Emitting Diode (LED)",15,"Y"]
["LED605-FIXT","LED Non-Int Ballast",null,605,null,"Electronic","Non-Integral LED Fixture, 605W total fixture wattage, any fixture shape, any application",605,"Light Emitting Diode (LED)",15,"Y"]
["LED606-FIXT","LED Non-Int Ballast",null,606,null,"Electronic","Non-Integral LED Fixture, 606W total fixture wattage, any fixture shape, any application",606,"Light Emitting Diode (LED)",15,"Y"]
["LED607-FIXT","LED Non-Int Ballast",null,607,null,"Electronic","Non-Integral LED Fixture, 607W total fixture wattage, any fixture shape, any application",607,"Light Emitting Diode (LED)",15,"Y"]
["LED608-FIXT","LED Non-Int Ballast",null,608,null,"Electronic","Non-Integral LED Fixture, 608W total fixture wattage, any fixture shape, any application",608,"Light Emitting Diode (LED)",15,"Y"]
["LED609-FIXT","LED Non-Int Ballast",null,609,null,"Electronic","Non-Integral LED Fixture, 609W total fixture wattage, any fixture shape, any application",609,"Light Emitting Diode (LED)",15,"Y"]
["LED610-FIXT","LED Non-Int Ballast",null,610,null,"Electronic","Non-Integral LED Fixture, 610W total fixture wattage, any fixture shape, any application",610,"Light Emitting Diode (LED)",15,"Y"]
["LED611-FIXT","LED Non-Int Ballast",null,611,null,"Electronic","Non-Integral LED Fixture, 611W total fixture wattage, any fixture shape, any application",611,"Light Emitting Diode (LED)",15,"Y"]
["LED612-FIXT","LED Non-Int Ballast",null,612,null,"Electronic","Non-Integral LED Fixture, 612W total fixture wattage, any fixture shape, any application",612,"Light Emitting Diode (LED)",15,"Y"]
["LED613-FIXT","LED Non-Int Ballast",null,613,null,"Electronic","Non-Integral LED Fixture, 613W total fixture wattage, any fixture shape, any application",613,"Light Emitting Diode (LED)",15,"Y"]
["LED614-FIXT","LED Non-Int Ballast",null,614,null,"Electronic","Non-Integral LED Fixture, 614W total fixture wattage, any fixture shape, any application",614,"Light Emitting Diode (LED)",15,"Y"]
["LED615-FIXT","LED Non-Int Ballast",null,615,null,"Electronic","Non-Integral LED Fixture, 615W total fixture wattage, any fixture shape, any application",615,"Light Emitting Diode (LED)",15,"Y"]
["LED616-FIXT","LED Non-Int Ballast",null,616,null,"Electronic","Non-Integral LED Fixture, 616W total fixture wattage, any fixture shape, any application",616,"Light Emitting Diode (LED)",15,"Y"]
["LED617-FIXT","LED Non-Int Ballast",null,617,null,"Electronic","Non-Integral LED Fixture, 617W total fixture wattage, any fixture shape, any application",617,"Light Emitting Diode (LED)",15,"Y"]
["LED618-FIXT","LED Non-Int Ballast",null,618,null,"Electronic","Non-Integral LED Fixture, 618W total fixture wattage, any fixture shape, any application",618,"Light Emitting Diode (LED)",15,"Y"]
["LED619-FIXT","LED Non-Int Ballast",null,619,null,"Electronic","Non-Integral LED Fixture, 619W total fixture wattage, any fixture shape, any application",619,"Light Emitting Diode (LED)",15,"Y"]
["LED620-FIXT","LED Non-Int Ballast",null,620,null,"Electronic","Non-Integral LED Fixture, 620W total fixture wattage, any fixture shape, any application",620,"Light Emitting Diode (LED)",15,"Y"]
["LED621-FIXT","LED Non-Int Ballast",null,621,null,"Electronic","Non-Integral LED Fixture, 621W total fixture wattage, any fixture shape, any application",621,"Light Emitting Diode (LED)",15,"Y"]
["LED622-FIXT","LED Non-Int Ballast",null,622,null,"Electronic","Non-Integral LED Fixture, 622W total fixture wattage, any fixture shape, any application",622,"Light Emitting Diode (LED)",15,"Y"]
["LED623-FIXT","LED Non-Int Ballast",null,623,null,"Electronic","Non-Integral LED Fixture, 623W total fixture wattage, any fixture shape, any application",623,"Light Emitting Diode (LED)",15,"Y"]
["LED624-FIXT","LED Non-Int Ballast",null,624,null,"Electronic","Non-Integral LED Fixture, 624W total fixture wattage, any fixture shape, any application",624,"Light Emitting Diode (LED)",15,"Y"]
["LED625-FIXT","LED Non-Int Ballast",null,625,null,"Electronic","Non-Integral LED Fixture, 625W total fixture wattage, any fixture shape, any application",625,"Light Emitting Diode (LED)",15,"Y"]
["LED626-FIXT","LED Non-Int Ballast",null,626,null,"Electronic","Non-Integral LED Fixture, 626W total fixture wattage, any fixture shape, any application",626,"Light Emitting Diode (LED)",15,"Y"]
["LED627-FIXT","LED Non-Int Ballast",null,627,null,"Electronic","Non-Integral LED Fixture, 627W total fixture wattage, any fixture shape, any application",627,"Light Emitting Diode (LED)",15,"Y"]
["LED628-FIXT","LED Non-Int Ballast",null,628,null,"Electronic","Non-Integral LED Fixture, 628W total fixture wattage, any fixture shape, any application",628,"Light Emitting Diode (LED)",15,"Y"]
["LED629-FIXT","LED Non-Int Ballast",null,629,null,"Electronic","Non-Integral LED Fixture, 629W total fixture wattage, any fixture shape, any application",629,"Light Emitting Diode (LED)",15,"Y"]
["LED630-FIXT","LED Non-Int Ballast",null,630,null,"Electronic","Non-Integral LED Fixture, 630W total fixture wattage, any fixture shape, any application",630,"Light Emitting Diode (LED)",15,"Y"]
["LED631-FIXT","LED Non-Int Ballast",null,631,null,"Electronic","Non-Integral LED Fixture, 631W total fixture wattage, any fixture shape, any application",631,"Light Emitting Diode (LED)",15,"Y"]
["LED632-FIXT","LED Non-Int Ballast",null,632,null,"Electronic","Non-Integral LED Fixture, 632W total fixture wattage, any fixture shape, any application",632,"Light Emitting Diode (LED)",15,"Y"]
["LED633-FIXT","LED Non-Int Ballast",null,633,null,"Electronic","Non-Integral LED Fixture, 633W total fixture wattage, any fixture shape, any application",633,"Light Emitting Diode (LED)",15,"Y"]
["LED634-FIXT","LED Non-Int Ballast",null,634,null,"Electronic","Non-Integral LED Fixture, 634W total fixture wattage, any fixture shape, any application",634,"Light Emitting Diode (LED)",15,"Y"]
["LED635-FIXT","LED Non-Int Ballast",null,635,null,"Electronic","Non-Integral LED Fixture, 635W total fixture wattage, any fixture shape, any application",635,"Light Emitting Diode (LED)",15,"Y"]
["LED636-FIXT","LED Non-Int Ballast",null,636,null,"Electronic","Non-Integral LED Fixture, 636W total fixture wattage, any fixture shape, any application",636,"Light Emitting Diode (LED)",15,"Y"]
["LED637-FIXT","LED Non-Int Ballast",null,637,null,"Electronic","Non-Integral LED Fixture, 637W total fixture wattage, any fixture shape, any application",637,"Light Emitting Diode (LED)",15,"Y"]
["LED638-FIXT","LED Non-Int Ballast",null,638,null,"Electronic","Non-Integral LED Fixture, 638W total fixture wattage, any fixture shape, any application",638,"Light Emitting Diode (LED)",15,"Y"]
["LED639-FIXT","LED Non-Int Ballast",null,639,null,"Electronic","Non-Integral LED Fixture, 639W total fixture wattage, any fixture shape, any application",639,"Light Emitting Diode (LED)",15,"Y"]
["LED640-FIXT","LED Non-Int Ballast",null,640,null,"Electronic","Non-Integral LED Fixture, 640W total fixture wattage, any fixture shape, any application",640,"Light Emitting Diode (LED)",15,"Y"]
["LED641-FIXT","LED Non-Int Ballast",null,641,null,"Electronic","Non-Integral LED Fixture, 641W total fixture wattage, any fixture shape, any application",641,"Light Emitting Diode (LED)",15,"Y"]
["LED642-FIXT","LED Non-Int Ballast",null,642,null,"Electronic","Non-Integral LED Fixture, 642W total fixture wattage, any fixture shape, any application",642,"Light Emitting Diode (LED)",15,"Y"]
["LED643-FIXT","LED Non-Int Ballast",null,643,null,"Electronic","Non-Integral LED Fixture, 643W total fixture wattage, any fixture shape, any application",643,"Light Emitting Diode (LED)",15,"Y"]
["LED644-FIXT","LED Non-Int Ballast",null,644,null,"Electronic","Non-Integral LED Fixture, 644W total fixture wattage, any fixture shape, any application",644,"Light Emitting Diode (LED)",15,"Y"]
["LED645-FIXT","LED Non-Int Ballast",null,645,null,"Electronic","Non-Integral LED Fixture, 645W total fixture wattage, any fixture shape, any application",645,"Light Emitting Diode (LED)",15,"Y"]
["LED646-FIXT","LED Non-Int Ballast",null,646,null,"Electronic","Non-Integral LED Fixture, 646W total fixture wattage, any fixture shape, any application",646,"Light Emitting Diode (LED)",15,"Y"]
["LED647-FIXT","LED Non-Int Ballast",null,647,null,"Electronic","Non-Integral LED Fixture, 647W total fixture wattage, any fixture shape, any application",647,"Light Emitting Diode (LED)",15,"Y"]
["LED648-FIXT","LED Non-Int Ballast",null,648,null,"Electronic","Non-Integral LED Fixture, 648W total fixture wattage, any fixture shape, any application",648,"Light Emitting Diode (LED)",15,"Y"]
["LED649-FIXT","LED Non-Int Ballast",null,649,null,"Electronic","Non-Integral LED Fixture, 649W total fixture wattage, any fixture shape, any application",649,"Light Emitting Diode (LED)",15,"Y"]
["LED650-FIXT","LED Non-Int Ballast",null,650,null,"Electronic","Non-Integral LED Fixture, 650W total fixture wattage, any fixture shape, any application",650,"Light Emitting Diode (LED)",15,"Y"]
["LED651-FIXT","LED Non-Int Ballast",null,651,null,"Electronic","Non-Integral LED Fixture, 651W total fixture wattage, any fixture shape, any application",651,"Light Emitting Diode (LED)",15,"Y"]
["LED652-FIXT","LED Non-Int Ballast",null,652,null,"Electronic","Non-Integral LED Fixture, 652W total fixture wattage, any fixture shape, any application",652,"Light Emitting Diode (LED)",15,"Y"]
["LED653-FIXT","LED Non-Int Ballast",null,653,null,"Electronic","Non-Integral LED Fixture, 653W total fixture wattage, any fixture shape, any application",653,"Light Emitting Diode (LED)",15,"Y"]
["LED654-FIXT","LED Non-Int Ballast",null,654,null,"Electronic","Non-Integral LED Fixture, 654W total fixture wattage, any fixture shape, any application",654,"Light Emitting Diode (LED)",15,"Y"]
["LED655-FIXT","LED Non-Int Ballast",null,655,null,"Electronic","Non-Integral LED Fixture, 655W total fixture wattage, any fixture shape, any application",655,"Light Emitting Diode (LED)",15,"Y"]
["LED656-FIXT","LED Non-Int Ballast",null,656,null,"Electronic","Non-Integral LED Fixture, 656W total fixture wattage, any fixture shape, any application",656,"Light Emitting Diode (LED)",15,"Y"]
["LED657-FIXT","LED Non-Int Ballast",null,657,null,"Electronic","Non-Integral LED Fixture, 657W total fixture wattage, any fixture shape, any application",657,"Light Emitting Diode (LED)",15,"Y"]
["LED658-FIXT","LED Non-Int Ballast",null,658,null,"Electronic","Non-Integral LED Fixture, 658W total fixture wattage, any fixture shape, any application",658,"Light Emitting Diode (LED)",15,"Y"]
["LED659-FIXT","LED Non-Int Ballast",null,659,null,"Electronic","Non-Integral LED Fixture, 659W total fixture wattage, any fixture shape, any application",659,"Light Emitting Diode (LED)",15,"Y"]
["LED660-FIXT","LED Non-Int Ballast",null,660,null,"Electronic","Non-Integral LED Fixture, 660W total fixture wattage, any fixture shape, any application",660,"Light Emitting Diode (LED)",15,"Y"]
["LED661-FIXT","LED Non-Int Ballast",null,661,null,"Electronic","Non-Integral LED Fixture, 661W total fixture wattage, any fixture shape, any application",661,"Light Emitting Diode (LED)",15,"Y"]
["LED662-FIXT","LED Non-Int Ballast",null,662,null,"Electronic","Non-Integral LED Fixture, 662W total fixture wattage, any fixture shape, any application",662,"Light Emitting Diode (LED)",15,"Y"]
["LED663-FIXT","LED Non-Int Ballast",null,663,null,"Electronic","Non-Integral LED Fixture, 663W total fixture wattage, any fixture shape, any application",663,"Light Emitting Diode (LED)",15,"Y"]
["LED664-FIXT","LED Non-Int Ballast",null,664,null,"Electronic","Non-Integral LED Fixture, 664W total fixture wattage, any fixture shape, any application",664,"Light Emitting Diode (LED)",15,"Y"]
["LED665-FIXT","LED Non-Int Ballast",null,665,null,"Electronic","Non-Integral LED Fixture, 665W total fixture wattage, any fixture shape, any application",665,"Light Emitting Diode (LED)",15,"Y"]
["LED666-FIXT","LED Non-Int Ballast",null,666,null,"Electronic","Non-Integral LED Fixture, 666W total fixture wattage, any fixture shape, any application",666,"Light Emitting Diode (LED)",15,"Y"]
["LED667-FIXT","LED Non-Int Ballast",null,667,null,"Electronic","Non-Integral LED Fixture, 667W total fixture wattage, any fixture shape, any application",667,"Light Emitting Diode (LED)",15,"Y"]
["LED668-FIXT","LED Non-Int Ballast",null,668,null,"Electronic","Non-Integral LED Fixture, 668W total fixture wattage, any fixture shape, any application",668,"Light Emitting Diode (LED)",15,"Y"]
["LED669-FIXT","LED Non-Int Ballast",null,669,null,"Electronic","Non-Integral LED Fixture, 669W total fixture wattage, any fixture shape, any application",669,"Light Emitting Diode (LED)",15,"Y"]
["LED670-FIXT","LED Non-Int Ballast",null,670,null,"Electronic","Non-Integral LED Fixture, 670W total fixture wattage, any fixture shape, any application",670,"Light Emitting Diode (LED)",15,"Y"]
["LED671-FIXT","LED Non-Int Ballast",null,671,null,"Electronic","Non-Integral LED Fixture, 671W total fixture wattage, any fixture shape, any application",671,"Light Emitting Diode (LED)",15,"Y"]
["LED672-FIXT","LED Non-Int Ballast",null,672,null,"Electronic","Non-Integral LED Fixture, 672W total fixture wattage, any fixture shape, any application",672,"Light Emitting Diode (LED)",15,"Y"]
["LED673-FIXT","LED Non-Int Ballast",null,673,null,"Electronic","Non-Integral LED Fixture, 673W total fixture wattage, any fixture shape, any application",673,"Light Emitting Diode (LED)",15,"Y"]
["LED674-FIXT","LED Non-Int Ballast",null,674,null,"Electronic","Non-Integral LED Fixture, 674W total fixture wattage, any fixture shape, any application",674,"Light Emitting Diode (LED)",15,"Y"]
["LED675-FIXT","LED Non-Int Ballast",null,675,null,"Electronic","Non-Integral LED Fixture, 675W total fixture wattage, any fixture shape, any application",675,"Light Emitting Diode (LED)",15,"Y"]
["LED676-FIXT","LED Non-Int Ballast",null,676,null,"Electronic","Non-Integral LED Fixture, 676W total fixture wattage, any fixture shape, any application",676,"Light Emitting Diode (LED)",15,"Y"]
["LED677-FIXT","LED Non-Int Ballast",null,677,null,"Electronic","Non-Integral LED Fixture, 677W total fixture wattage, any fixture shape, any application",677,"Light Emitting Diode (LED)",15,"Y"]
["LED678-FIXT","LED Non-Int Ballast",null,678,null,"Electronic","Non-Integral LED Fixture, 678W total fixture wattage, any fixture shape, any application",678,"Light Emitting Diode (LED)",15,"Y"]
["LED679-FIXT","LED Non-Int Ballast",null,679,null,"Electronic","Non-Integral LED Fixture, 679W total fixture wattage, any fixture shape, any application",679,"Light Emitting Diode (LED)",15,"Y"]
["LED680-FIXT","LED Non-Int Ballast",null,680,null,"Electronic","Non-Integral LED Fixture, 680W total fixture wattage, any fixture shape, any application",680,"Light Emitting Diode (LED)",15,"Y"]
["LED681-FIXT","LED Non-Int Ballast",null,681,null,"Electronic","Non-Integral LED Fixture, 681W total fixture wattage, any fixture shape, any application",681,"Light Emitting Diode (LED)",15,"Y"]
["LED682-FIXT","LED Non-Int Ballast",null,682,null,"Electronic","Non-Integral LED Fixture, 682W total fixture wattage, any fixture shape, any application",682,"Light Emitting Diode (LED)",15,"Y"]
["LED683-FIXT","LED Non-Int Ballast",null,683,null,"Electronic","Non-Integral LED Fixture, 683W total fixture wattage, any fixture shape, any application",683,"Light Emitting Diode (LED)",15,"Y"]
["LED684-FIXT","LED Non-Int Ballast",null,684,null,"Electronic","Non-Integral LED Fixture, 684W total fixture wattage, any fixture shape, any application",684,"Light Emitting Diode (LED)",15,"Y"]
["LED685-FIXT","LED Non-Int Ballast",null,685,null,"Electronic","Non-Integral LED Fixture, 685W total fixture wattage, any fixture shape, any application",685,"Light Emitting Diode (LED)",15,"Y"]
["LED686-FIXT","LED Non-Int Ballast",null,686,null,"Electronic","Non-Integral LED Fixture, 686W total fixture wattage, any fixture shape, any application",686,"Light Emitting Diode (LED)",15,"Y"]
["LED687-FIXT","LED Non-Int Ballast",null,687,null,"Electronic","Non-Integral LED Fixture, 687W total fixture wattage, any fixture shape, any application",687,"Light Emitting Diode (LED)",15,"Y"]
["LED688-FIXT","LED Non-Int Ballast",null,688,null,"Electronic","Non-Integral LED Fixture, 688W total fixture wattage, any fixture shape, any application",688,"Light Emitting Diode (LED)",15,"Y"]
["LED689-FIXT","LED Non-Int Ballast",null,689,null,"Electronic","Non-Integral LED Fixture, 689W total fixture wattage, any fixture shape, any application",689,"Light Emitting Diode (LED)",15,"Y"]
["LED690-FIXT","LED Non-Int Ballast",null,690,null,"Electronic","Non-Integral LED Fixture, 690W total fixture wattage, any fixture shape, any application",690,"Light Emitting Diode (LED)",15,"Y"]
["LED691-FIXT","LED Non-Int Ballast",null,691,null,"Electronic","Non-Integral LED Fixture, 691W total fixture wattage, any fixture shape, any application",691,"Light Emitting Diode (LED)",15,"Y"]
["LED692-FIXT","LED Non-Int Ballast",null,692,null,"Electronic","Non-Integral LED Fixture, 692W total fixture wattage, any fixture shape, any application",692,"Light Emitting Diode (LED)",15,"Y"]
["LED693-FIXT","LED Non-Int Ballast",null,693,null,"Electronic","Non-Integral LED Fixture, 693W total fixture wattage, any fixture shape, any application",693,"Light Emitting Diode (LED)",15,"Y"]
["LED694-FIXT","LED Non-Int Ballast",null,694,null,"Electronic","Non-Integral LED Fixture, 694W total fixture wattage, any fixture shape, any application",694,"Light Emitting Diode (LED)",15,"Y"]
["LED695-FIXT","LED Non-Int Ballast",null,695,null,"Electronic","Non-Integral LED Fixture, 695W total fixture wattage, any fixture shape, any application",695,"Light Emitting Diode (LED)",15,"Y"]
["LED696-FIXT","LED Non-Int Ballast",null,696,null,"Electronic","Non-Integral LED Fixture, 696W total fixture wattage, any fixture shape, any application",696,"Light Emitting Diode (LED)",15,"Y"]
["LED697-FIXT","LED Non-Int Ballast",null,697,null,"Electronic","Non-Integral LED Fixture, 697W total fixture wattage, any fixture shape, any application",697,"Light Emitting Diode (LED)",15,"Y"]
["LED698-FIXT","LED Non-Int Ballast",null,698,null,"Electronic","Non-Integral LED Fixture, 698W total fixture wattage, any fixture shape, any application",698,"Light Emitting Diode (LED)",15,"Y"]
["LED699-FIXT","LED Non-Int Ballast",null,699,null,"Electronic","Non-Integral LED Fixture, 699W total fixture wattage, any fixture shape, any application",699,"Light Emitting Diode (LED)",15,"Y"]
["LED700-FIXT","LED Non-Int Ballast",null,700,null,"Electronic","Non-Integral LED Fixture, 700W total fixture wattage, any fixture shape, any application",700,"Light Emitting Diode (LED)",15,"Y"]
["LED701-FIXT","LED Non-Int Ballast",null,701,null,"Electronic","Non-Integral LED Fixture, 701W total fixture wattage, any fixture shape, any application",701,"Light Emitting Diode (LED)",15,"Y"]
["LED702-FIXT","LED Non-Int Ballast",null,702,null,"Electronic","Non-Integral LED Fixture, 702W total fixture wattage, any fixture shape, any application",702,"Light Emitting Diode (LED)",15,"Y"]
["LED703-FIXT","LED Non-Int Ballast",null,703,null,"Electronic","Non-Integral LED Fixture, 703W total fixture wattage, any fixture shape, any application",703,"Light Emitting Diode (LED)",15,"Y"]
["LED704-FIXT","LED Non-Int Ballast",null,704,null,"Electronic","Non-Integral LED Fixture, 704W total fixture wattage, any fixture shape, any application",704,"Light Emitting Diode (LED)",15,"Y"]
["LED705-FIXT","LED Non-Int Ballast",null,705,null,"Electronic","Non-Integral LED Fixture, 705W total fixture wattage, any fixture shape, any application",705,"Light Emitting Diode (LED)",15,"Y"]
["LED706-FIXT","LED Non-Int Ballast",null,706,null,"Electronic","Non-Integral LED Fixture, 706W total fixture wattage, any fixture shape, any application",706,"Light Emitting Diode (LED)",15,"Y"]
["LED707-FIXT","LED Non-Int Ballast",null,707,null,"Electronic","Non-Integral LED Fixture, 707W total fixture wattage, any fixture shape, any application",707,"Light Emitting Diode (LED)",15,"Y"]
["LED708-FIXT","LED Non-Int Ballast",null,708,null,"Electronic","Non-Integral LED Fixture, 708W total fixture wattage, any fixture shape, any application",708,"Light Emitting Diode (LED)",15,"Y"]
["LED709-FIXT","LED Non-Int Ballast",null,709,null,"Electronic","Non-Integral LED Fixture, 709W total fixture wattage, any fixture shape, any application",709,"Light Emitting Diode (LED)",15,"Y"]
["LED710-FIXT","LED Non-Int Ballast",null,710,null,"Electronic","Non-Integral LED Fixture, 710W total fixture wattage, any fixture shape, any application",710,"Light Emitting Diode (LED)",15,"Y"]
["LED711-FIXT","LED Non-Int Ballast",null,711,null,"Electronic","Non-Integral LED Fixture, 711W total fixture wattage, any fixture shape, any application",711,"Light Emitting Diode (LED)",15,"Y"]
["LED712-FIXT","LED Non-Int Ballast",null,712,null,"Electronic","Non-Integral LED Fixture, 712W total fixture wattage, any fixture shape, any application",712,"Light Emitting Diode (LED)",15,"Y"]
["LED713-FIXT","LED Non-Int Ballast",null,713,null,"Electronic","Non-Integral LED Fixture, 713W total fixture wattage, any fixture shape, any application",713,"Light Emitting Diode (LED)",15,"Y"]
["LED714-FIXT","LED Non-Int Ballast",null,714,null,"Electronic","Non-Integral LED Fixture, 714W total fixture wattage, any fixture shape, any application",714,"Light Emitting Diode (LED)",15,"Y"]
["LED715-FIXT","LED Non-Int Ballast",null,715,null,"Electronic","Non-Integral LED Fixture, 715W total fixture wattage, any fixture shape, any application",715,"Light Emitting Diode (LED)",15,"Y"]
["LED716-FIXT","LED Non-Int Ballast",null,716,null,"Electronic","Non-Integral LED Fixture, 716W total fixture wattage, any fixture shape, any application",716,"Light Emitting Diode (LED)",15,"Y"]
["LED717-FIXT","LED Non-Int Ballast",null,717,null,"Electronic","Non-Integral LED Fixture, 717W total fixture wattage, any fixture shape, any application",717,"Light Emitting Diode (LED)",15,"Y"]
["LED718-FIXT","LED Non-Int Ballast",null,718,null,"Electronic","Non-Integral LED Fixture, 718W total fixture wattage, any fixture shape, any application",718,"Light Emitting Diode (LED)",15,"Y"]
["LED719-FIXT","LED Non-Int Ballast",null,719,null,"Electronic","Non-Integral LED Fixture, 719W total fixture wattage, any fixture shape, any application",719,"Light Emitting Diode (LED)",15,"Y"]
["LED720-FIXT","LED Non-Int Ballast",null,720,null,"Electronic","Non-Integral LED Fixture, 720W total fixture wattage, any fixture shape, any application",720,"Light Emitting Diode (LED)",15,"Y"]
["LED721-FIXT","LED Non-Int Ballast",null,721,null,"Electronic","Non-Integral LED Fixture, 721W total fixture wattage, any fixture shape, any application",721,"Light Emitting Diode (LED)",15,"Y"]
["LED722-FIXT","LED Non-Int Ballast",null,722,null,"Electronic","Non-Integral LED Fixture, 722W total fixture wattage, any fixture shape, any application",722,"Light Emitting Diode (LED)",15,"Y"]
["LED723-FIXT","LED Non-Int Ballast",null,723,null,"Electronic","Non-Integral LED Fixture, 723W total fixture wattage, any fixture shape, any application",723,"Light Emitting Diode (LED)",15,"Y"]
["LED724-FIXT","LED Non-Int Ballast",null,724,null,"Electronic","Non-Integral LED Fixture, 724W total fixture wattage, any fixture shape, any application",724,"Light Emitting Diode (LED)",15,"Y"]
["LED725-FIXT","LED Non-Int Ballast",null,725,null,"Electronic","Non-Integral LED Fixture, 725W total fixture wattage, any fixture shape, any application",725,"Light Emitting Diode (LED)",15,"Y"]
["LED726-FIXT","LED Non-Int Ballast",null,726,null,"Electronic","Non-Integral LED Fixture, 726W total fixture wattage, any fixture shape, any application",726,"Light Emitting Diode (LED)",15,"Y"]
["LED727-FIXT","LED Non-Int Ballast",null,727,null,"Electronic","Non-Integral LED Fixture, 727W total fixture wattage, any fixture shape, any application",727,"Light Emitting Diode (LED)",15,"Y"]
["LED728-FIXT","LED Non-Int Ballast",null,728,null,"Electronic","Non-Integral LED Fixture, 728W total fixture wattage, any fixture shape, any application",728,"Light Emitting Diode (LED)",15,"Y"]
["LED729-FIXT","LED Non-Int Ballast",null,729,null,"Electronic","Non-Integral LED Fixture, 729W total fixture wattage, any fixture shape, any application",729,"Light Emitting Diode (LED)",15,"Y"]
["LED730-FIXT","LED Non-Int Ballast",null,730,null,"Electronic","Non-Integral LED Fixture, 730W total fixture wattage, any fixture shape, any application",730,"Light Emitting Diode (LED)",15,"Y"]
["LED731-FIXT","LED Non-Int Ballast",null,731,null,"Electronic","Non-Integral LED Fixture, 731W total fixture wattage, any fixture shape, any application",731,"Light Emitting Diode (LED)",15,"Y"]
["LED732-FIXT","LED Non-Int Ballast",null,732,null,"Electronic","Non-Integral LED Fixture, 732W total fixture wattage, any fixture shape, any application",732,"Light Emitting Diode (LED)",15,"Y"]
["LED733-FIXT","LED Non-Int Ballast",null,733,null,"Electronic","Non-Integral LED Fixture, 733W total fixture wattage, any fixture shape, any application",733,"Light Emitting Diode (LED)",15,"Y"]
["LED734-FIXT","LED Non-Int Ballast",null,734,null,"Electronic","Non-Integral LED Fixture, 734W total fixture wattage, any fixture shape, any application",734,"Light Emitting Diode (LED)",15,"Y"]
["LED735-FIXT","LED Non-Int Ballast",null,735,null,"Electronic","Non-Integral LED Fixture, 735W total fixture wattage, any fixture shape, any application",735,"Light Emitting Diode (LED)",15,"Y"]
["LED736-FIXT","LED Non-Int Ballast",null,736,null,"Electronic","Non-Integral LED Fixture, 736W total fixture wattage, any fixture shape, any application",736,"Light Emitting Diode (LED)",15,"Y"]
["LED737-FIXT","LED Non-Int Ballast",null,737,null,"Electronic","Non-Integral LED Fixture, 737W total fixture wattage, any fixture shape, any application",737,"Light Emitting Diode (LED)",15,"Y"]
["LED738-FIXT","LED Non-Int Ballast",null,738,null,"Electronic","Non-Integral LED Fixture, 738W total fixture wattage, any fixture shape, any application",738,"Light Emitting Diode (LED)",15,"Y"]
["LED739-FIXT","LED Non-Int Ballast",null,739,null,"Electronic","Non-Integral LED Fixture, 739W total fixture wattage, any fixture shape, any application",739,"Light Emitting Diode (LED)",15,"Y"]
["LED740-FIXT","LED Non-Int Ballast",null,740,null,"Electronic","Non-Integral LED Fixture, 740W total fixture wattage, any fixture shape, any application",740,"Light Emitting Diode (LED)",15,"Y"]
["LED741-FIXT","LED Non-Int Ballast",null,741,null,"Electronic","Non-Integral LED Fixture, 741W total fixture wattage, any fixture shape, any application",741,"Light Emitting Diode (LED)",15,"Y"]
["LED742-FIXT","LED Non-Int Ballast",null,742,null,"Electronic","Non-Integral LED Fixture, 742W total fixture wattage, any fixture shape, any application",742,"Light Emitting Diode (LED)",15,"Y"]
["LED743-FIXT","LED Non-Int Ballast",null,743,null,"Electronic","Non-Integral LED Fixture, 743W total fixture wattage, any fixture shape, any application",743,"Light Emitting Diode (LED)",15,"Y"]
["LED744-FIXT","LED Non-Int Ballast",null,744,null,"Electronic","Non-Integral LED Fixture, 744W total fixture wattage, any fixture shape, any application",744,"Light Emitting Diode (LED)",15,"Y"]
["LED745-FIXT","LED Non-Int Ballast",null,745,null,"Electronic","Non-Integral LED Fixture, 745W total fixture wattage, any fixture shape, any application",745,"Light Emitting Diode (LED)",15,"Y"]
["LED746-FIXT","LED Non-Int Ballast",null,746,null,"Electronic","Non-Integral LED Fixture, 746W total fixture wattage, any fixture shape, any application",746,"Light Emitting Diode (LED)",15,"Y"]
["LED747-FIXT","LED Non-Int Ballast",null,747,null,"Electronic","Non-Integral LED Fixture, 747W total fixture wattage, any fixture shape, any application",747,"Light Emitting Diode (LED)",15,"Y"]
["LED748-FIXT","LED Non-Int Ballast",null,748,null,"Electronic","Non-Integral LED Fixture, 748W total fixture wattage, any fixture shape, any application",748,"Light Emitting Diode (LED)",15,"Y"]
["LED749-FIXT","LED Non-Int Ballast",null,749,null,"Electronic","Non-Integral LED Fixture, 749W total fixture wattage, any fixture shape, any application",749,"Light Emitting Diode (LED)",15,"Y"]
["LED750-FIXT","LED Non-Int Ballast",null,750,null,"Electronic","Non-Integral LED Fixture, 750W total fixture wattage, any fixture shape, any application",750,"Light Emitting Diode (LED)",15,"Y"]
["LED751-FIXT","LED Non-Int Ballast",null,751,null,"Electronic","Non-Integral LED Fixture, 751W total fixture wattage, any fixture shape, any application",751,"Light Emitting Diode (LED)",15,"Y"]
["LED752-FIXT","LED Non-Int Ballast",null,752,null,"Electronic","Non-Integral LED Fixture, 752W total fixture wattage, any fixture shape, any application",752,"Light Emitting Diode (LED)",15,"Y"]
["LED753-FIXT","LED Non-Int Ballast",null,753,null,"Electronic","Non-Integral LED Fixture, 753W total fixture wattage, any fixture shape, any application",753,"Light Emitting Diode (LED)",15,"Y"]
["LED754-FIXT","LED Non-Int Ballast",null,754,null,"Electronic","Non-Integral LED Fixture, 754W total fixture wattage, any fixture shape, any application",754,"Light Emitting Diode (LED)",15,"Y"]
["LED755-FIXT","LED Non-Int Ballast",null,755,null,"Electronic","Non-Integral LED Fixture, 755W total fixture wattage, any fixture shape, any application",755,"Light Emitting Diode (LED)",15,"Y"]
["LED756-FIXT","LED Non-Int Ballast",null,756,null,"Electronic","Non-Integral LED Fixture, 756W total fixture wattage, any fixture shape, any application",756,"Light Emitting Diode (LED)",15,"Y"]
["LED757-FIXT","LED Non-Int Ballast",null,757,null,"Electronic","Non-Integral LED Fixture, 757W total fixture wattage, any fixture shape, any application",757,"Light Emitting Diode (LED)",15,"Y"]
["LED758-FIXT","LED Non-Int Ballast",null,758,null,"Electronic","Non-Integral LED Fixture, 758W total fixture wattage, any fixture shape, any application",758,"Light Emitting Diode (LED)",15,"Y"]
["LED759-FIXT","LED Non-Int Ballast",null,759,null,"Electronic","Non-Integral LED Fixture, 759W total fixture wattage, any fixture shape, any application",759,"Light Emitting Diode (LED)",15,"Y"]
["LED760-FIXT","LED Non-Int Ballast",null,760,null,"Electronic","Non-Integral LED Fixture, 760W total fixture wattage, any fixture shape, any application",760,"Light Emitting Diode (LED)",15,"Y"]
["LED761-FIXT","LED Non-Int Ballast",null,761,null,"Electronic","Non-Integral LED Fixture, 761W total fixture wattage, any fixture shape, any application",761,"Light Emitting Diode (LED)",15,"Y"]
["LED762-FIXT","LED Non-Int Ballast",null,762,null,"Electronic","Non-Integral LED Fixture, 762W total fixture wattage, any fixture shape, any application",762,"Light Emitting Diode (LED)",15,"Y"]
["LED763-FIXT","LED Non-Int Ballast",null,763,null,"Electronic","Non-Integral LED Fixture, 763W total fixture wattage, any fixture shape, any application",763,"Light Emitting Diode (LED)",15,"Y"]
["LED764-FIXT","LED Non-Int Ballast",null,764,null,"Electronic","Non-Integral LED Fixture, 764W total fixture wattage, any fixture shape, any application",764,"Light Emitting Diode (LED)",15,"Y"]
["LED765-FIXT","LED Non-Int Ballast",null,765,null,"Electronic","Non-Integral LED Fixture, 765W total fixture wattage, any fixture shape, any application",765,"Light Emitting Diode (LED)",15,"Y"]
["LED766-FIXT","LED Non-Int Ballast",null,766,null,"Electronic","Non-Integral LED Fixture, 766W total fixture wattage, any fixture shape, any application",766,"Light Emitting Diode (LED)",15,"Y"]
["LED767-FIXT","LED Non-Int Ballast",null,767,null,"Electronic","Non-Integral LED Fixture, 767W total fixture wattage, any fixture shape, any application",767,"Light Emitting Diode (LED)",15,"Y"]
["LED768-FIXT","LED Non-Int Ballast",null,768,null,"Electronic","Non-Integral LED Fixture, 768W total fixture wattage, any fixture shape, any application",768,"Light Emitting Diode (LED)",15,"Y"]
["LED769-FIXT","LED Non-Int Ballast",null,769,null,"Electronic","Non-Integral LED Fixture, 769W total fixture wattage, any fixture shape, any application",769,"Light Emitting Diode (LED)",15,"Y"]
["LED770-FIXT","LED Non-Int Ballast",null,770,null,"Electronic","Non-Integral LED Fixture, 770W total fixture wattage, any fixture shape, any application",770,"Light Emitting Diode (LED)",15,"Y"]
["LED771-FIXT","LED Non-Int Ballast",null,771,null,"Electronic","Non-Integral LED Fixture, 771W total fixture wattage, any fixture shape, any application",771,"Light Emitting Diode (LED)",15,"Y"]
["LED772-FIXT","LED Non-Int Ballast",null,772,null,"Electronic","Non-Integral LED Fixture, 772W total fixture wattage, any fixture shape, any application",772,"Light Emitting Diode (LED)",15,"Y"]
["LED773-FIXT","LED Non-Int Ballast",null,773,null,"Electronic","Non-Integral LED Fixture, 773W total fixture wattage, any fixture shape, any application",773,"Light Emitting Diode (LED)",15,"Y"]
["LED774-FIXT","LED Non-Int Ballast",null,774,null,"Electronic","Non-Integral LED Fixture, 774W total fixture wattage, any fixture shape, any application",774,"Light Emitting Diode (LED)",15,"Y"]
["LED775-FIXT","LED Non-Int Ballast",null,775,null,"Electronic","Non-Integral LED Fixture, 775W total fixture wattage, any fixture shape, any application",775,"Light Emitting Diode (LED)",15,"Y"]
["LED776-FIXT","LED Non-Int Ballast",null,776,null,"Electronic","Non-Integral LED Fixture, 776W total fixture wattage, any fixture shape, any application",776,"Light Emitting Diode (LED)",15,"Y"]
["LED777-FIXT","LED Non-Int Ballast",null,777,null,"Electronic","Non-Integral LED Fixture, 777W total fixture wattage, any fixture shape, any application",777,"Light Emitting Diode (LED)",15,"Y"]
["LED778-FIXT","LED Non-Int Ballast",null,778,null,"Electronic","Non-Integral LED Fixture, 778W total fixture wattage, any fixture shape, any application",778,"Light Emitting Diode (LED)",15,"Y"]
["LED779-FIXT","LED Non-Int Ballast",null,779,null,"Electronic","Non-Integral LED Fixture, 779W total fixture wattage, any fixture shape, any application",779,"Light Emitting Diode (LED)",15,"Y"]
["LED780-FIXT","LED Non-Int Ballast",null,780,null,"Electronic","Non-Integral LED Fixture, 780W total fixture wattage, any fixture shape, any application",780,"Light Emitting Diode (LED)",15,"Y"]
["LED781-FIXT","LED Non-Int Ballast",null,781,null,"Electronic","Non-Integral LED Fixture, 781W total fixture wattage, any fixture shape, any application",781,"Light Emitting Diode (LED)",15,"Y"]
["LED782-FIXT","LED Non-Int Ballast",null,782,null,"Electronic","Non-Integral LED Fixture, 782W total fixture wattage, any fixture shape, any application",782,"Light Emitting Diode (LED)",15,"Y"]
["LED783-FIXT","LED Non-Int Ballast",null,783,null,"Electronic","Non-Integral LED Fixture, 783W total fixture wattage, any fixture shape, any application",783,"Light Emitting Diode (LED)",15,"Y"]
["LED784-FIXT","LED Non-Int Ballast",null,784,null,"Electronic","Non-Integral LED Fixture, 784W total fixture wattage, any fixture shape, any application",784,"Light Emitting Diode (LED)",15,"Y"]
["LED785-FIXT","LED Non-Int Ballast",null,785,null,"Electronic","Non-Integral LED Fixture, 785W total fixture wattage, any fixture shape, any application",785,"Light Emitting Diode (LED)",15,"Y"]
["LED786-FIXT","LED Non-Int Ballast",null,786,null,"Electronic","Non-Integral LED Fixture, 786W total fixture wattage, any fixture shape, any application",786,"Light Emitting Diode (LED)",15,"Y"]
["LED787-FIXT","LED Non-Int Ballast",null,787,null,"Electronic","Non-Integral LED Fixture, 787W total fixture wattage, any fixture shape, any application",787,"Light Emitting Diode (LED)",15,"Y"]
["LED788-FIXT","LED Non-Int Ballast",null,788,null,"Electronic","Non-Integral LED Fixture, 788W total fixture wattage, any fixture shape, any application",788,"Light Emitting Diode (LED)",15,"Y"]
["LED789-FIXT","LED Non-Int Ballast",null,789,null,"Electronic","Non-Integral LED Fixture, 789W total fixture wattage, any fixture shape, any application",789,"Light Emitting Diode (LED)",15,"Y"]
["LED790-FIXT","LED Non-Int Ballast",null,790,null,"Electronic","Non-Integral LED Fixture, 790W total fixture wattage, any fixture shape, any application",790,"Light Emitting Diode (LED)",15,"Y"]
["LED791-FIXT","LED Non-Int Ballast",null,791,null,"Electronic","Non-Integral LED Fixture, 791W total fixture wattage, any fixture shape, any application",791,"Light Emitting Diode (LED)",15,"Y"]
["LED792-FIXT","LED Non-Int Ballast",null,792,null,"Electronic","Non-Integral LED Fixture, 792W total fixture wattage, any fixture shape, any application",792,"Light Emitting Diode (LED)",15,"Y"]
["LED793-FIXT","LED Non-Int Ballast",null,793,null,"Electronic","Non-Integral LED Fixture, 793W total fixture wattage, any fixture shape, any application",793,"Light Emitting Diode (LED)",15,"Y"]
["LED794-FIXT","LED Non-Int Ballast",null,794,null,"Electronic","Non-Integral LED Fixture, 794W total fixture wattage, any fixture shape, any application",794,"Light Emitting Diode (LED)",15,"Y"]
["LED795-FIXT","LED Non-Int Ballast",null,795,null,"Electronic","Non-Integral LED Fixture, 795W total fixture wattage, any fixture shape, any application",795,"Light Emitting Diode (LED)",15,"Y"]
["LED796-FIXT","LED Non-Int Ballast",null,796,null,"Electronic","Non-Integral LED Fixture, 796W total fixture wattage, any fixture shape, any application",796,"Light Emitting Diode (LED)",15,"Y"]
["LED797-FIXT","LED Non-Int Ballast",null,797,null,"Electronic","Non-Integral LED Fixture, 797W total fixture wattage, any fixture shape, any application",797,"Light Emitting Diode (LED)",15,"Y"]
["LED798-FIXT","LED Non-Int Ballast",null,798,null,"Electronic","Non-Integral LED Fixture, 798W total fixture wattage, any fixture shape, any application",798,"Light Emitting Diode (LED)",15,"Y"]
["LED799-FIXT","LED Non-Int Ballast",null,799,null,"Electronic","Non-Integral LED Fixture, 799W total fixture wattage, any fixture shape, any application",799,"Light Emitting Diode (LED)",15,"Y"]
["LED800-FIXT","LED Non-Int Ballast",null,800,null,"Electronic","Non-Integral LED Fixture, 800W total fixture wattage, any fixture shape, any application",800,"Light Emitting Diode (LED)",15,"Y"]
["LED801-FIXT","LED Non-Int Ballast",null,801,null,"Electronic","Non-Integral LED Fixture, 801W total fixture wattage, any fixture shape, any application",801,"Light Emitting Diode (LED)",15,"Y"]
["LED802-FIXT","LED Non-Int Ballast",null,802,null,"Electronic","Non-Integral LED Fixture, 802W total fixture wattage, any fixture shape, any application",802,"Light Emitting Diode (LED)",15,"Y"]
["LED803-FIXT","LED Non-Int Ballast",null,803,null,"Electronic","Non-Integral LED Fixture, 803W total fixture wattage, any fixture shape, any application",803,"Light Emitting Diode (LED)",15,"Y"]
["LED804-FIXT","LED Non-Int Ballast",null,804,null,"Electronic","Non-Integral LED Fixture, 804W total fixture wattage, any fixture shape, any application",804,"Light Emitting Diode (LED)",15,"Y"]
["LED805-FIXT","LED Non-Int Ballast",null,805,null,"Electronic","Non-Integral LED Fixture, 805W total fixture wattage, any fixture shape, any application",805,"Light Emitting Diode (LED)",15,"Y"]
["LED806-FIXT","LED Non-Int Ballast",null,806,null,"Electronic","Non-Integral LED Fixture, 806W total fixture wattage, any fixture shape, any application",806,"Light Emitting Diode (LED)",15,"Y"]
["LED807-FIXT","LED Non-Int Ballast",null,807,null,"Electronic","Non-Integral LED Fixture, 807W total fixture wattage, any fixture shape, any application",807,"Light Emitting Diode (LED)",15,"Y"]
["LED808-FIXT","LED Non-Int Ballast",null,808,null,"Electronic","Non-Integral LED Fixture, 808W total fixture wattage, any fixture shape, any application",808,"Light Emitting Diode (LED)",15,"Y"]
["LED809-FIXT","LED Non-Int Ballast",null,809,null,"Electronic","Non-Integral LED Fixture, 809W total fixture wattage, any fixture shape, any application",809,"Light Emitting Diode (LED)",15,"Y"]
["LED810-FIXT","LED Non-Int Ballast",null,810,null,"Electronic","Non-Integral LED Fixture, 810W total fixture wattage, any fixture shape, any application",810,"Light Emitting Diode (LED)",15,"Y"]
["LED811-FIXT","LED Non-Int Ballast",null,811,null,"Electronic","Non-Integral LED Fixture, 811W total fixture wattage, any fixture shape, any application",811,"Light Emitting Diode (LED)",15,"Y"]
["LED812-FIXT","LED Non-Int Ballast",null,812,null,"Electronic","Non-Integral LED Fixture, 812W total fixture wattage, any fixture shape, any application",812,"Light Emitting Diode (LED)",15,"Y"]
["LED813-FIXT","LED Non-Int Ballast",null,813,null,"Electronic","Non-Integral LED Fixture, 813W total fixture wattage, any fixture shape, any application",813,"Light Emitting Diode (LED)",15,"Y"]
["LED814-FIXT","LED Non-Int Ballast",null,814,null,"Electronic","Non-Integral LED Fixture, 814W total fixture wattage, any fixture shape, any application",814,"Light Emitting Diode (LED)",15,"Y"]
["LED815-FIXT","LED Non-Int Ballast",null,815,null,"Electronic","Non-Integral LED Fixture, 815W total fixture wattage, any fixture shape, any application",815,"Light Emitting Diode (LED)",15,"Y"]
["LED816-FIXT","LED Non-Int Ballast",null,816,null,"Electronic","Non-Integral LED Fixture, 816W total fixture wattage, any fixture shape, any application",816,"Light Emitting Diode (LED)",15,"Y"]
["LED817-FIXT","LED Non-Int Ballast",null,817,null,"Electronic","Non-Integral LED Fixture, 817W total fixture wattage, any fixture shape, any application",817,"Light Emitting Diode (LED)",15,"Y"]
["LED818-FIXT","LED Non-Int Ballast",null,818,null,"Electronic","Non-Integral LED Fixture, 818W total fixture wattage, any fixture shape, any application",818,"Light Emitting Diode (LED)",15,"Y"]
["LED819-FIXT","LED Non-Int Ballast",null,819,null,"Electronic","Non-Integral LED Fixture, 819W total fixture wattage, any fixture shape, any application",819,"Light Emitting Diode (LED)",15,"Y"]
["LED820-FIXT","LED Non-Int Ballast",null,820,null,"Electronic","Non-Integral LED Fixture, 820W total fixture wattage, any fixture shape, any application",820,"Light Emitting Diode (LED)",15,"Y"]
["LED821-FIXT","LED Non-Int Ballast",null,821,null,"Electronic","Non-Integral LED Fixture, 821W total fixture wattage, any fixture shape, any application",821,"Light Emitting Diode (LED)",15,"Y"]
["LED822-FIXT","LED Non-Int Ballast",null,822,null,"Electronic","Non-Integral LED Fixture, 822W total fixture wattage, any fixture shape, any application",822,"Light Emitting Diode (LED)",15,"Y"]
["LED823-FIXT","LED Non-Int Ballast",null,823,null,"Electronic","Non-Integral LED Fixture, 823W total fixture wattage, any fixture shape, any application",823,"Light Emitting Diode (LED)",15,"Y"]
["LED824-FIXT","LED Non-Int Ballast",null,824,null,"Electronic","Non-Integral LED Fixture, 824W total fixture wattage, any fixture shape, any application",824,"Light Emitting Diode (LED)",15,"Y"]
["LED825-FIXT","LED Non-Int Ballast",null,825,null,"Electronic","Non-Integral LED Fixture, 825W total fixture wattage, any fixture shape, any application",825,"Light Emitting Diode (LED)",15,"Y"]
["LED826-FIXT","LED Non-Int Ballast",null,826,null,"Electronic","Non-Integral LED Fixture, 826W total fixture wattage, any fixture shape, any application",826,"Light Emitting Diode (LED)",15,"Y"]
["LED827-FIXT","LED Non-Int Ballast",null,827,null,"Electronic","Non-Integral LED Fixture, 827W total fixture wattage, any fixture shape, any application",827,"Light Emitting Diode (LED)",15,"Y"]
["LED828-FIXT","LED Non-Int Ballast",null,828,null,"Electronic","Non-Integral LED Fixture, 828W total fixture wattage, any fixture shape, any application",828,"Light Emitting Diode (LED)",15,"Y"]
["LED829-FIXT","LED Non-Int Ballast",null,829,null,"Electronic","Non-Integral LED Fixture, 829W total fixture wattage, any fixture shape, any application",829,"Light Emitting Diode (LED)",15,"Y"]
["LED830-FIXT","LED Non-Int Ballast",null,830,null,"Electronic","Non-Integral LED Fixture, 830W total fixture wattage, any fixture shape, any application",830,"Light Emitting Diode (LED)",15,"Y"]
["LED831-FIXT","LED Non-Int Ballast",null,831,null,"Electronic","Non-Integral LED Fixture, 831W total fixture wattage, any fixture shape, any application",831,"Light Emitting Diode (LED)",15,"Y"]
["LED832-FIXT","LED Non-Int Ballast",null,832,null,"Electronic","Non-Integral LED Fixture, 832W total fixture wattage, any fixture shape, any application",832,"Light Emitting Diode (LED)",15,"Y"]
["LED833-FIXT","LED Non-Int Ballast",null,833,null,"Electronic","Non-Integral LED Fixture, 833W total fixture wattage, any fixture shape, any application",833,"Light Emitting Diode (LED)",15,"Y"]
["LED834-FIXT","LED Non-Int Ballast",null,834,null,"Electronic","Non-Integral LED Fixture, 834W total fixture wattage, any fixture shape, any application",834,"Light Emitting Diode (LED)",15,"Y"]
["LED835-FIXT","LED Non-Int Ballast",null,835,null,"Electronic","Non-Integral LED Fixture, 835W total fixture wattage, any fixture shape, any application",835,"Light Emitting Diode (LED)",15,"Y"]
["LED836-FIXT","LED Non-Int Ballast",null,836,null,"Electronic","Non-Integral LED Fixture, 836W total fixture wattage, any fixture shape, any application",836,"Light Emitting Diode (LED)",15,"Y"]
["LED837-FIXT","LED Non-Int Ballast",null,837,null,"Electronic","Non-Integral LED Fixture, 837W total fixture wattage, any fixture shape, any application",837,"Light Emitting Diode (LED)",15,"Y"]
["LED838-FIXT","LED Non-Int Ballast",null,838,null,"Electronic","Non-Integral LED Fixture, 838W total fixture wattage, any fixture shape, any application",838,"Light Emitting Diode (LED)",15,"Y"]
["LED839-FIXT","LED Non-Int Ballast",null,839,null,"Electronic","Non-Integral LED Fixture, 839W total fixture wattage, any fixture shape, any application",839,"Light Emitting Diode (LED)",15,"Y"]
["LED840-FIXT","LED Non-Int Ballast",null,840,null,"Electronic","Non-Integral LED Fixture, 840W total fixture wattage, any fixture shape, any application",840,"Light Emitting Diode (LED)",15,"Y"]
["LED841-FIXT","LED Non-Int Ballast",null,841,null,"Electronic","Non-Integral LED Fixture, 841W total fixture wattage, any fixture shape, any application",841,"Light Emitting Diode (LED)",15,"Y"]
["LED842-FIXT","LED Non-Int Ballast",null,842,null,"Electronic","Non-Integral LED Fixture, 842W total fixture wattage, any fixture shape, any application",842,"Light Emitting Diode (LED)",15,"Y"]
["LED843-FIXT","LED Non-Int Ballast",null,843,null,"Electronic","Non-Integral LED Fixture, 843W total fixture wattage, any fixture shape, any application",843,"Light Emitting Diode (LED)",15,"Y"]
["LED844-FIXT","LED Non-Int Ballast",null,844,null,"Electronic","Non-Integral LED Fixture, 844W total fixture wattage, any fixture shape, any application",844,"Light Emitting Diode (LED)",15,"Y"]
["LED845-FIXT","LED Non-Int Ballast",null,845,null,"Electronic","Non-Integral LED Fixture, 845W total fixture wattage, any fixture shape, any application",845,"Light Emitting Diode (LED)",15,"Y"]
["LED846-FIXT","LED Non-Int Ballast",null,846,null,"Electronic","Non-Integral LED Fixture, 846W total fixture wattage, any fixture shape, any application",846,"Light Emitting Diode (LED)",15,"Y"]
["LED847-FIXT","LED Non-Int Ballast",null,847,null,"Electronic","Non-Integral LED Fixture, 847W total fixture wattage, any fixture shape, any application",847,"Light Emitting Diode (LED)",15,"Y"]
["LED848-FIXT","LED Non-Int Ballast",null,848,null,"Electronic","Non-Integral LED Fixture, 848W total fixture wattage, any fixture shape, any application",848,"Light Emitting Diode (LED)",15,"Y"]
["LED849-FIXT","LED Non-Int Ballast",null,849,null,"Electronic","Non-Integral LED Fixture, 849W total fixture wattage, any fixture shape, any application",849,"Light Emitting Diode (LED)",15,"Y"]
["LED850-FIXT","LED Non-Int Ballast",null,850,null,"Electronic","Non-Integral LED Fixture, 850W total fixture wattage, any fixture shape, any application",850,"Light Emitting Diode (LED)",15,"Y"]
["LED851-FIXT","LED Non-Int Ballast",null,851,null,"Electronic","Non-Integral LED Fixture, 851W total fixture wattage, any fixture shape, any application",851,"Light Emitting Diode (LED)",15,"Y"]
["LED852-FIXT","LED Non-Int Ballast",null,852,null,"Electronic","Non-Integral LED Fixture, 852W total fixture wattage, any fixture shape, any application",852,"Light Emitting Diode (LED)",15,"Y"]
["LED853-FIXT","LED Non-Int Ballast",null,853,null,"Electronic","Non-Integral LED Fixture, 853W total fixture wattage, any fixture shape, any application",853,"Light Emitting Diode (LED)",15,"Y"]
["LED854-FIXT","LED Non-Int Ballast",null,854,null,"Electronic","Non-Integral LED Fixture, 854W total fixture wattage, any fixture shape, any application",854,"Light Emitting Diode (LED)",15,"Y"]
["LED855-FIXT","LED Non-Int Ballast",null,855,null,"Electronic","Non-Integral LED Fixture, 855W total fixture wattage, any fixture shape, any application",855,"Light Emitting Diode (LED)",15,"Y"]
["LED856-FIXT","LED Non-Int Ballast",null,856,null,"Electronic","Non-Integral LED Fixture, 856W total fixture wattage, any fixture shape, any application",856,"Light Emitting Diode (LED)",15,"Y"]
["LED857-FIXT","LED Non-Int Ballast",null,857,null,"Electronic","Non-Integral LED Fixture, 857W total fixture wattage, any fixture shape, any application",857,"Light Emitting Diode (LED)",15,"Y"]
["LED858-FIXT","LED Non-Int Ballast",null,858,null,"Electronic","Non-Integral LED Fixture, 858W total fixture wattage, any fixture shape, any application",858,"Light Emitting Diode (LED)",15,"Y"]
["LED859-FIXT","LED Non-Int Ballast",null,859,null,"Electronic","Non-Integral LED Fixture, 859W total fixture wattage, any fixture shape, any application",859,"Light Emitting Diode (LED)",15,"Y"]
["LED860-FIXT","LED Non-Int Ballast",null,860,null,"Electronic","Non-Integral LED Fixture, 860W total fixture wattage, any fixture shape, any application",860,"Light Emitting Diode (LED)",15,"Y"]
["LED861-FIXT","LED Non-Int Ballast",null,861,null,"Electronic","Non-Integral LED Fixture, 861W total fixture wattage, any fixture shape, any application",861,"Light Emitting Diode (LED)",15,"Y"]
["LED862-FIXT","LED Non-Int Ballast",null,862,null,"Electronic","Non-Integral LED Fixture, 862W total fixture wattage, any fixture shape, any application",862,"Light Emitting Diode (LED)",15,"Y"]
["LED863-FIXT","LED Non-Int Ballast",null,863,null,"Electronic","Non-Integral LED Fixture, 863W total fixture wattage, any fixture shape, any application",863,"Light Emitting Diode (LED)",15,"Y"]
["LED864-FIXT","LED Non-Int Ballast",null,864,null,"Electronic","Non-Integral LED Fixture, 864W total fixture wattage, any fixture shape, any application",864,"Light Emitting Diode (LED)",15,"Y"]
["LED865-FIXT","LED Non-Int Ballast",null,865,null,"Electronic","Non-Integral LED Fixture, 865W total fixture wattage, any fixture shape, any application",865,"Light Emitting Diode (LED)",15,"Y"]
["LED866-FIXT","LED Non-Int Ballast",null,866,null,"Electronic","Non-Integral LED Fixture, 866W total fixture wattage, any fixture shape, any application",866,"Light Emitting Diode (LED)",15,"Y"]
["LED867-FIXT","LED Non-Int Ballast",null,867,null,"Electronic","Non-Integral LED Fixture, 867W total fixture wattage, any fixture shape, any application",867,"Light Emitting Diode (LED)",15,"Y"]
["LED868-FIXT","LED Non-Int Ballast",null,868,null,"Electronic","Non-Integral LED Fixture, 868W total fixture wattage, any fixture shape, any application",868,"Light Emitting Diode (LED)",15,"Y"]
["LED869-FIXT","LED Non-Int Ballast",null,869,null,"Electronic","Non-Integral LED Fixture, 869W total fixture wattage, any fixture shape, any application",869,"Light Emitting Diode (LED)",15,"Y"]
["LED870-FIXT","LED Non-Int Ballast",null,870,null,"Electronic","Non-Integral LED Fixture, 870W total fixture wattage, any fixture shape, any application",870,"Light Emitting Diode (LED)",15,"Y"]
["LED871-FIXT","LED Non-Int Ballast",null,871,null,"Electronic","Non-Integral LED Fixture, 871W total fixture wattage, any fixture shape, any application",871,"Light Emitting Diode (LED)",15,"Y"]
["LED872-FIXT","LED Non-Int Ballast",null,872,null,"Electronic","Non-Integral LED Fixture, 872W total fixture wattage, any fixture shape, any application",872,"Light Emitting Diode (LED)",15,"Y"]
["LED873-FIXT","LED Non-Int Ballast",null,873,null,"Electronic","Non-Integral LED Fixture, 873W total fixture wattage, any fixture shape, any application",873,"Light Emitting Diode (LED)",15,"Y"]
["LED874-FIXT","LED Non-Int Ballast",null,874,null,"Electronic","Non-Integral LED Fixture, 874W total fixture wattage, any fixture shape, any application",874,"Light Emitting Diode (LED)",15,"Y"]
["LED875-FIXT","LED Non-Int Ballast",null,875,null,"Electronic","Non-Integral LED Fixture, 875W total fixture wattage, any fixture shape, any application",875,"Light Emitting Diode (LED)",15,"Y"]
["LED876-FIXT","LED Non-Int Ballast",null,876,null,"Electronic","Non-Integral LED Fixture, 876W total fixture wattage, any fixture shape, any application",876,"Light Emitting Diode (LED)",15,"Y"]
["LED877-FIXT","LED Non-Int Ballast",null,877,null,"Electronic","Non-Integral LED Fixture, 877W total fixture wattage, any fixture shape, any application",877,"Light Emitting Diode (LED)",15,"Y"]
["LED878-FIXT","LED Non-Int Ballast",null,878,null,"Electronic","Non-Integral LED Fixture, 878W total fixture wattage, any fixture shape, any application",878,"Light Emitting Diode (LED)",15,"Y"]
["LED879-FIXT","LED Non-Int Ballast",null,879,null,"Electronic","Non-Integral LED Fixture, 879W total fixture wattage, any fixture shape, any application",879,"Light Emitting Diode (LED)",15,"Y"]
["LED880-FIXT","LED Non-Int Ballast",null,880,null,"Electronic","Non-Integral LED Fixture, 880W total fixture wattage, any fixture shape, any application",880,"Light Emitting Diode (LED)",15,"Y"]
["LED881-FIXT","LED Non-Int Ballast",null,881,null,"Electronic","Non-Integral LED Fixture, 881W total fixture wattage, any fixture shape, any application",881,"Light Emitting Diode (LED)",15,"Y"]
["LED882-FIXT","LED Non-Int Ballast",null,882,null,"Electronic","Non-Integral LED Fixture, 882W total fixture wattage, any fixture shape, any application",882,"Light Emitting Diode (LED)",15,"Y"]
["LED883-FIXT","LED Non-Int Ballast",null,883,null,"Electronic","Non-Integral LED Fixture, 883W total fixture wattage, any fixture shape, any application",883,"Light Emitting Diode (LED)",15,"Y"]
["LED884-FIXT","LED Non-Int Ballast",null,884,null,"Electronic","Non-Integral LED Fixture, 884W total fixture wattage, any fixture shape, any application",884,"Light Emitting Diode (LED)",15,"Y"]
["LED885-FIXT","LED Non-Int Ballast",null,885,null,"Electronic","Non-Integral LED Fixture, 885W total fixture wattage, any fixture shape, any application",885,"Light Emitting Diode (LED)",15,"Y"]
["LED886-FIXT","LED Non-Int Ballast",null,886,null,"Electronic","Non-Integral LED Fixture, 886W total fixture wattage, any fixture shape, any application",886,"Light Emitting Diode (LED)",15,"Y"]
["LED887-FIXT","LED Non-Int Ballast",null,887,null,"Electronic","Non-Integral LED Fixture, 887W total fixture wattage, any fixture shape, any application",887,"Light Emitting Diode (LED)",15,"Y"]
["LED888-FIXT","LED Non-Int Ballast",null,888,null,"Electronic","Non-Integral LED Fixture, 888W total fixture wattage, any fixture shape, any application",888,"Light Emitting Diode (LED)",15,"Y"]
["LED889-FIXT","LED Non-Int Ballast",null,889,null,"Electronic","Non-Integral LED Fixture, 889W total fixture wattage, any fixture shape, any application",889,"Light Emitting Diode (LED)",15,"Y"]
["LED890-FIXT","LED Non-Int Ballast",null,890,null,"Electronic","Non-Integral LED Fixture, 890W total fixture wattage, any fixture shape, any application",890,"Light Emitting Diode (LED)",15,"Y"]
["LED891-FIXT","LED Non-Int Ballast",null,891,null,"Electronic","Non-Integral LED Fixture, 891W total fixture wattage, any fixture shape, any application",891,"Light Emitting Diode (LED)",15,"Y"]
["LED892-FIXT","LED Non-Int Ballast",null,892,null,"Electronic","Non-Integral LED Fixture, 892W total fixture wattage, any fixture shape, any application",892,"Light Emitting Diode (LED)",15,"Y"]
["LED893-FIXT","LED Non-Int Ballast",null,893,null,"Electronic","Non-Integral LED Fixture, 893W total fixture wattage, any fixture shape, any application",893,"Light Emitting Diode (LED)",15,"Y"]
["LED894-FIXT","LED Non-Int Ballast",null,894,null,"Electronic","Non-Integral LED Fixture, 894W total fixture wattage, any fixture shape, any application",894,"Light Emitting Diode (LED)",15,"Y"]
["LED895-FIXT","LED Non-Int Ballast",null,895,null,"Electronic","Non-Integral LED Fixture, 895W total fixture wattage, any fixture shape, any application",895,"Light Emitting Diode (LED)",15,"Y"]
["LED896-FIXT","LED Non-Int Ballast",null,896,null,"Electronic","Non-Integral LED Fixture, 896W total fixture wattage, any fixture shape, any application",896,"Light Emitting Diode (LED)",15,"Y"]
["LED897-FIXT","LED Non-Int Ballast",null,897,null,"Electronic","Non-Integral LED Fixture, 897W total fixture wattage, any fixture shape, any application",897,"Light Emitting Diode (LED)",15,"Y"]
["LED898-FIXT","LED Non-Int Ballast",null,898,null,"Electronic","Non-Integral LED Fixture, 898W total fixture wattage, any fixture shape, any application",898,"Light Emitting Diode (LED)",15,"Y"]
["LED899-FIXT","LED Non-Int Ballast",null,899,null,"Electronic","Non-Integral LED Fixture, 899W total fixture wattage, any fixture shape, any application",899,"Light Emitting Diode (LED)",15,"Y"]
["LED900-FIXT","LED Non-Int Ballast",null,900,null,"Electronic","Non-Integral LED Fixture, 900W total fixture wattage, any fixture shape, any application",900,"Light Emitting Diode (LED)",15,"Y"]
["LED901-FIXT","LED Non-Int Ballast",null,901,null,"Electronic","Non-Integral LED Fixture, 901W total fixture wattage, any fixture shape, any application",901,"Light Emitting Diode (LED)",15,"Y"]
["LED902-FIXT","LED Non-Int Ballast",null,902,null,"Electronic","Non-Integral LED Fixture, 902W total fixture wattage, any fixture shape, any application",902,"Light Emitting Diode (LED)",15,"Y"]
["LED903-FIXT","LED Non-Int Ballast",null,903,null,"Electronic","Non-Integral LED Fixture, 903W total fixture wattage, any fixture shape, any application",903,"Light Emitting Diode (LED)",15,"Y"]
["LED904-FIXT","LED Non-Int Ballast",null,904,null,"Electronic","Non-Integral LED Fixture, 904W total fixture wattage, any fixture shape, any application",904,"Light Emitting Diode (LED)",15,"Y"]
["LED905-FIXT","LED Non-Int Ballast",null,905,null,"Electronic","Non-Integral LED Fixture, 905W total fixture wattage, any fixture shape, any application",905,"Light Emitting Diode (LED)",15,"Y"]
["LED906-FIXT","LED Non-Int Ballast",null,906,null,"Electronic","Non-Integral LED Fixture, 906W total fixture wattage, any fixture shape, any application",906,"Light Emitting Diode (LED)",15,"Y"]
["LED907-FIXT","LED Non-Int Ballast",null,907,null,"Electronic","Non-Integral LED Fixture, 907W total fixture wattage, any fixture shape, any application",907,"Light Emitting Diode (LED)",15,"Y"]
["LED908-FIXT","LED Non-Int Ballast",null,908,null,"Electronic","Non-Integral LED Fixture, 908W total fixture wattage, any fixture shape, any application",908,"Light Emitting Diode (LED)",15,"Y"]
["LED909-FIXT","LED Non-Int Ballast",null,909,null,"Electronic","Non-Integral LED Fixture, 909W total fixture wattage, any fixture shape, any application",909,"Light Emitting Diode (LED)",15,"Y"]
["LED910-FIXT","LED Non-Int Ballast",null,910,null,"Electronic","Non-Integral LED Fixture, 910W total fixture wattage, any fixture shape, any application",910,"Light Emitting Diode (LED)",15,"Y"]
["LED911-FIXT","LED Non-Int Ballast",null,911,null,"Electronic","Non-Integral LED Fixture, 911W total fixture wattage, any fixture shape, any application",911,"Light Emitting Diode (LED)",15,"Y"]
["LED912-FIXT","LED Non-Int Ballast",null,912,null,"Electronic","Non-Integral LED Fixture, 912W total fixture wattage, any fixture shape, any application",912,"Light Emitting Diode (LED)",15,"Y"]
["LED913-FIXT","LED Non-Int Ballast",null,913,null,"Electronic","Non-Integral LED Fixture, 913W total fixture wattage, any fixture shape, any application",913,"Light Emitting Diode (LED)",15,"Y"]
["LED914-FIXT","LED Non-Int Ballast",null,914,null,"Electronic","Non-Integral LED Fixture, 914W total fixture wattage, any fixture shape, any application",914,"Light Emitting Diode (LED)",15,"Y"]
["LED915-FIXT","LED Non-Int Ballast",null,915,null,"Electronic","Non-Integral LED Fixture, 915W total fixture wattage, any fixture shape, any application",915,"Light Emitting Diode (LED)",15,"Y"]
["LED916-FIXT","LED Non-Int Ballast",null,916,null,"Electronic","Non-Integral LED Fixture, 916W total fixture wattage, any fixture shape, any application",916,"Light Emitting Diode (LED)",15,"Y"]
["LED917-FIXT","LED Non-Int Ballast",null,917,null,"Electronic","Non-Integral LED Fixture, 917W total fixture wattage, any fixture shape, any application",917,"Light Emitting Diode (LED)",15,"Y"]
["LED918-FIXT","LED Non-Int Ballast",null,918,null,"Electronic","Non-Integral LED Fixture, 918W total fixture wattage, any fixture shape, any application",918,"Light Emitting Diode (LED)",15,"Y"]
["LED919-FIXT","LED Non-Int Ballast",null,919,null,"Electronic","Non-Integral LED Fixture, 919W total fixture wattage, any fixture shape, any application",919,"Light Emitting Diode (LED)",15,"Y"]
["LED920-FIXT","LED Non-Int Ballast",null,920,null,"Electronic","Non-Integral LED Fixture, 920W total fixture wattage, any fixture shape, any application",920,"Light Emitting Diode (LED)",15,"Y"]
["LED921-FIXT","LED Non-Int Ballast",null,921,null,"Electronic","Non-Integral LED Fixture, 921W total fixture wattage, any fixture shape, any application",921,"Light Emitting Diode (LED)",15,"Y"]
["LED922-FIXT","LED Non-Int Ballast",null,922,null,"Electronic","Non-Integral LED Fixture, 922W total fixture wattage, any fixture shape, any application",922,"Light Emitting Diode (LED)",15,"Y"]
["LED923-FIXT","LED Non-Int Ballast",null,923,null,"Electronic","Non-Integral LED Fixture, 923W total fixture wattage, any fixture shape, any application",923,"Light Emitting Diode (LED)",15,"Y"]
["LED924-FIXT","LED Non-Int Ballast",null,924,null,"Electronic","Non-Integral LED Fixture, 924W total fixture wattage, any fixture shape, any application",924,"Light Emitting Diode (LED)",15,"Y"]
["LED925-FIXT","LED Non-Int Ballast",null,925,null,"Electronic","Non-Integral LED Fixture, 925W total fixture wattage, any fixture shape, any application",925,"Light Emitting Diode (LED)",15,"Y"]
["LED926-FIXT","LED Non-Int Ballast",null,926,null,"Electronic","Non-Integral LED Fixture, 926W total fixture wattage, any fixture shape, any application",926,"Light Emitting Diode (LED)",15,"Y"]
["LED927-FIXT","LED Non-Int Ballast",null,927,null,"Electronic","Non-Integral LED Fixture, 927W total fixture wattage, any fixture shape, any application",927,"Light Emitting Diode (LED)",15,"Y"]
["LED928-FIXT","LED Non-Int Ballast",null,928,null,"Electronic","Non-Integral LED Fixture, 928W total fixture wattage, any fixture shape, any application",928,"Light Emitting Diode (LED)",15,"Y"]
["LED929-FIXT","LED Non-Int Ballast",null,929,null,"Electronic","Non-Integral LED Fixture, 929W total fixture wattage, any fixture shape, any application",929,"Light Emitting Diode (LED)",15,"Y"]
["LED930-FIXT","LED Non-Int Ballast",null,930,null,"Electronic","Non-Integral LED Fixture, 930W total fixture wattage, any fixture shape, any application",930,"Light Emitting Diode (LED)",15,"Y"]
["LED931-FIXT","LED Non-Int Ballast",null,931,null,"Electronic","Non-Integral LED Fixture, 931W total fixture wattage, any fixture shape, any application",931,"Light Emitting Diode (LED)",15,"Y"]
["LED932-FIXT","LED Non-Int Ballast",null,932,null,"Electronic","Non-Integral LED Fixture, 932W total fixture wattage, any fixture shape, any application",932,"Light Emitting Diode (LED)",15,"Y"]
["LED933-FIXT","LED Non-Int Ballast",null,933,null,"Electronic","Non-Integral LED Fixture, 933W total fixture wattage, any fixture shape, any application",933,"Light Emitting Diode (LED)",15,"Y"]
["LED934-FIXT","LED Non-Int Ballast",null,934,null,"Electronic","Non-Integral LED Fixture, 934W total fixture wattage, any fixture shape, any application",934,"Light Emitting Diode (LED)",15,"Y"]
["LED935-FIXT","LED Non-Int Ballast",null,935,null,"Electronic","Non-Integral LED Fixture, 935W total fixture wattage, any fixture shape, any application",935,"Light Emitting Diode (LED)",15,"Y"]
["LED936-FIXT","LED Non-Int Ballast",null,936,null,"Electronic","Non-Integral LED Fixture, 936W total fixture wattage, any fixture shape, any application",936,"Light Emitting Diode (LED)",15,"Y"]
["LED937-FIXT","LED Non-Int Ballast",null,937,null,"Electronic","Non-Integral LED Fixture, 937W total fixture wattage, any fixture shape, any application",937,"Light Emitting Diode (LED)",15,"Y"]
["LED938-FIXT","LED Non-Int Ballast",null,938,null,"Electronic","Non-Integral LED Fixture, 938W total fixture wattage, any fixture shape, any application",938,"Light Emitting Diode (LED)",15,"Y"]
["LED939-FIXT","LED Non-Int Ballast",null,939,null,"Electronic","Non-Integral LED Fixture, 939W total fixture wattage, any fixture shape, any application",939,"Light Emitting Diode (LED)",15,"Y"]
["LED940-FIXT","LED Non-Int Ballast",null,940,null,"Electronic","Non-Integral LED Fixture, 940W total fixture wattage, any fixture shape, any application",940,"Light Emitting Diode (LED)",15,"Y"]
["LED941-FIXT","LED Non-Int Ballast",null,941,null,"Electronic","Non-Integral LED Fixture, 941W total fixture wattage, any fixture shape, any application",941,"Light Emitting Diode (LED)",15,"Y"]
["LED942-FIXT","LED Non-Int Ballast",null,942,null,"Electronic","Non-Integral LED Fixture, 942W total fixture wattage, any fixture shape, any application",942,"Light Emitting Diode (LED)",15,"Y"]
["LED943-FIXT","LED Non-Int Ballast",null,943,null,"Electronic","Non-Integral LED Fixture, 943W total fixture wattage, any fixture shape, any application",943,"Light Emitting Diode (LED)",15,"Y"]
["LED944-FIXT","LED Non-Int Ballast",null,944,null,"Electronic","Non-Integral LED Fixture, 944W total fixture wattage, any fixture shape, any application",944,"Light Emitting Diode (LED)",15,"Y"]
["LED945-FIXT","LED Non-Int Ballast",null,945,null,"Electronic","Non-Integral LED Fixture, 945W total fixture wattage, any fixture shape, any application",945,"Light Emitting Diode (LED)",15,"Y"]
["LED946-FIXT","LED Non-Int Ballast",null,946,null,"Electronic","Non-Integral LED Fixture, 946W total fixture wattage, any fixture shape, any application",946,"Light Emitting Diode (LED)",15,"Y"]
["LED947-FIXT","LED Non-Int Ballast",null,947,null,"Electronic","Non-Integral LED Fixture, 947W total fixture wattage, any fixture shape, any application",947,"Light Emitting Diode (LED)",15,"Y"]
["LED948-FIXT","LED Non-Int Ballast",null,948,null,"Electronic","Non-Integral LED Fixture, 948W total fixture wattage, any fixture shape, any application",948,"Light Emitting Diode (LED)",15,"Y"]
["LED949-FIXT","LED Non-Int Ballast",null,949,null,"Electronic","Non-Integral LED Fixture, 949W total fixture wattage, any fixture shape, any application",949,"Light Emitting Diode (LED)",15,"Y"]
["LED950-FIXT","LED Non-Int Ballast",null,950,null,"Electronic","Non-Integral LED Fixture, 950W total fixture wattage, any fixture shape, any application",950,"Light Emitting Diode (LED)",15,"Y"]
["LED951-FIXT","LED Non-Int Ballast",null,951,null,"Electronic","Non-Integral LED Fixture, 951W total fixture wattage, any fixture shape, any application",951,"Light Emitting Diode (LED)",15,"Y"]
["LED952-FIXT","LED Non-Int Ballast",null,952,null,"Electronic","Non-Integral LED Fixture, 952W total fixture wattage, any fixture shape, any application",952,"Light Emitting Diode (LED)",15,"Y"]
["LED953-FIXT","LED Non-Int Ballast",null,953,null,"Electronic","Non-Integral LED Fixture, 953W total fixture wattage, any fixture shape, any application",953,"Light Emitting Diode (LED)",15,"Y"]
["LED954-FIXT","LED Non-Int Ballast",null,954,null,"Electronic","Non-Integral LED Fixture, 954W total fixture wattage, any fixture shape, any application",954,"Light Emitting Diode (LED)",15,"Y"]
["LED955-FIXT","LED Non-Int Ballast",null,955,null,"Electronic","Non-Integral LED Fixture, 955W total fixture wattage, any fixture shape, any application",955,"Light Emitting Diode (LED)",15,"Y"]
["LED956-FIXT","LED Non-Int Ballast",null,956,null,"Electronic","Non-Integral LED Fixture, 956W total fixture wattage, any fixture shape, any application",956,"Light Emitting Diode (LED)",15,"Y"]
["LED957-FIXT","LED Non-Int Ballast",null,957,null,"Electronic","Non-Integral LED Fixture, 957W total fixture wattage, any fixture shape, any application",957,"Light Emitting Diode (LED)",15,"Y"]
["LED958-FIXT","LED Non-Int Ballast",null,958,null,"Electronic","Non-Integral LED Fixture, 958W total fixture wattage, any fixture shape, any application",958,"Light Emitting Diode (LED)",15,"Y"]
["LED959-FIXT","LED Non-Int Ballast",null,959,null,"Electronic","Non-Integral LED Fixture, 959W total fixture wattage, any fixture shape, any application",959,"Light Emitting Diode (LED)",15,"Y"]
["LED960-FIXT","LED Non-Int Ballast",null,960,null,"Electronic","Non-Integral LED Fixture, 960W total fixture wattage, any fixture shape, any application",960,"Light Emitting Diode (LED)",15,"Y"]
["LED961-FIXT","LED Non-Int Ballast",null,961,null,"Electronic","Non-Integral LED Fixture, 961W total fixture wattage, any fixture shape, any application",961,"Light Emitting Diode (LED)",15,"Y"]
["LED962-FIXT","LED Non-Int Ballast",null,962,null,"Electronic","Non-Integral LED Fixture, 962W total fixture wattage, any fixture shape, any application",962,"Light Emitting Diode (LED)",15,"Y"]
["LED963-FIXT","LED Non-Int Ballast",null,963,null,"Electronic","Non-Integral LED Fixture, 963W total fixture wattage, any fixture shape, any application",963,"Light Emitting Diode (LED)",15,"Y"]
["LED964-FIXT","LED Non-Int Ballast",null,964,null,"Electronic","Non-Integral LED Fixture, 964W total fixture wattage, any fixture shape, any application",964,"Light Emitting Diode (LED)",15,"Y"]
["LED965-FIXT","LED Non-Int Ballast",null,965,null,"Electronic","Non-Integral LED Fixture, 965W total fixture wattage, any fixture shape, any application",965,"Light Emitting Diode (LED)",15,"Y"]
["LED966-FIXT","LED Non-Int Ballast",null,966,null,"Electronic","Non-Integral LED Fixture, 966W total fixture wattage, any fixture shape, any application",966,"Light Emitting Diode (LED)",15,"Y"]
["LED967-FIXT","LED Non-Int Ballast",null,967,null,"Electronic","Non-Integral LED Fixture, 967W total fixture wattage, any fixture shape, any application",967,"Light Emitting Diode (LED)",15,"Y"]
["LED968-FIXT","LED Non-Int Ballast",null,968,null,"Electronic","Non-Integral LED Fixture, 968W total fixture wattage, any fixture shape, any application",968,"Light Emitting Diode (LED)",15,"Y"]
["LED969-FIXT","LED Non-Int Ballast",null,969,null,"Electronic","Non-Integral LED Fixture, 969W total fixture wattage, any fixture shape, any application",969,"Light Emitting Diode (LED)",15,"Y"]
["LED970-FIXT","LED Non-Int Ballast",null,970,null,"Electronic","Non-Integral LED Fixture, 970W total fixture wattage, any fixture shape, any application",970,"Light Emitting Diode (LED)",15,"Y"]
["LED971-FIXT","LED Non-Int Ballast",null,971,null,"Electronic","Non-Integral LED Fixture, 971W total fixture wattage, any fixture shape, any application",971,"Light Emitting Diode (LED)",15,"Y"]
["LED972-FIXT","LED Non-Int Ballast",null,972,null,"Electronic","Non-Integral LED Fixture, 972W total fixture wattage, any fixture shape, any application",972,"Light Emitting Diode (LED)",15,"Y"]
["LED973-FIXT","LED Non-Int Ballast",null,973,null,"Electronic","Non-Integral LED Fixture, 973W total fixture wattage, any fixture shape, any application",973,"Light Emitting Diode (LED)",15,"Y"]
["LED974-FIXT","LED Non-Int Ballast",null,974,null,"Electronic","Non-Integral LED Fixture, 974W total fixture wattage, any fixture shape, any application",974,"Light Emitting Diode (LED)",15,"Y"]
["LED975-FIXT","LED Non-Int Ballast",null,975,null,"Electronic","Non-Integral LED Fixture, 975W total fixture wattage, any fixture shape, any application",975,"Light Emitting Diode (LED)",15,"Y"]
["LED976-FIXT","LED Non-Int Ballast",null,976,null,"Electronic","Non-Integral LED Fixture, 976W total fixture wattage, any fixture shape, any application",976,"Light Emitting Diode (LED)",15,"Y"]
["LED977-FIXT","LED Non-Int Ballast",null,977,null,"Electronic","Non-Integral LED Fixture, 977W total fixture wattage, any fixture shape, any application",977,"Light Emitting Diode (LED)",15,"Y"]
["LED978-FIXT","LED Non-Int Ballast",null,978,null,"Electronic","Non-Integral LED Fixture, 978W total fixture wattage, any fixture shape, any application",978,"Light Emitting Diode (LED)",15,"Y"]
["LED979-FIXT","LED Non-Int Ballast",null,979,null,"Electronic","Non-Integral LED Fixture, 979W total fixture wattage, any fixture shape, any application",979,"Light Emitting Diode (LED)",15,"Y"]
["LED980-FIXT","LED Non-Int Ballast",null,980,null,"Electronic","Non-Integral LED Fixture, 980W total fixture wattage, any fixture shape, any application",980,"Light Emitting Diode (LED)",15,"Y"]
["LED981-FIXT","LED Non-Int Ballast",null,981,null,"Electronic","Non-Integral LED Fixture, 981W total fixture wattage, any fixture shape, any application",981,"Light Emitting Diode (LED)",15,"Y"]
["LED982-FIXT","LED Non-Int Ballast",null,982,null,"Electronic","Non-Integral LED Fixture, 982W total fixture wattage, any fixture shape, any application",982,"Light Emitting Diode (LED)",15,"Y"]
["LED983-FIXT","LED Non-Int Ballast",null,983,null,"Electronic","Non-Integral LED Fixture, 983W total fixture wattage, any fixture shape, any application",983,"Light Emitting Diode (LED)",15,"Y"]
["LED984-FIXT","LED Non-Int Ballast",null,984,null,"Electronic","Non-Integral LED Fixture, 984W total fixture wattage, any fixture shape, any application",984,"Light Emitting Diode (LED)",15,"Y"]
["LED985-FIXT","LED Non-Int Ballast",null,985,null,"Electronic","Non-Integral LED Fixture, 985W total fixture wattage, any fixture shape, any application",985,"Light Emitting Diode (LED)",15,"Y"]
["LED986-FIXT","LED Non-Int Ballast",null,986,null,"Electronic","Non-Integral LED Fixture, 986W total fixture wattage, any fixture shape, any application",986,"Light Emitting Diode (LED)",15,"Y"]
["LED987-FIXT","LED Non-Int Ballast",null,987,null,"Electronic","Non-Integral LED Fixture, 987W total fixture wattage, any fixture shape, any application",987,"Light Emitting Diode (LED)",15,"Y"]
["LED988-FIXT","LED Non-Int Ballast",null,988,null,"Electronic","Non-Integral LED Fixture, 988W total fixture wattage, any fixture shape, any application",988,"Light Emitting Diode (LED)",15,"Y"]
["LED989-FIXT","LED Non-Int Ballast",null,989,null,"Electronic","Non-Integral LED Fixture, 989W total fixture wattage, any fixture shape, any application",989,"Light Emitting Diode (LED)",15,"Y"]
["LED990-FIXT","LED Non-Int Ballast",null,990,null,"Electronic","Non-Integral LED Fixture, 990W total fixture wattage, any fixture shape, any application",990,"Light Emitting Diode (LED)",15,"Y"]
["LED991-FIXT","LED Non-Int Ballast",null,991,null,"Electronic","Non-Integral LED Fixture, 991W total fixture wattage, any fixture shape, any application",991,"Light Emitting Diode (LED)",15,"Y"]
["LED992-FIXT","LED Non-Int Ballast",null,992,null,"Electronic","Non-Integral LED Fixture, 992W total fixture wattage, any fixture shape, any application",992,"Light Emitting Diode (LED)",15,"Y"]
["LED993-FIXT","LED Non-Int Ballast",null,993,null,"Electronic","Non-Integral LED Fixture, 993W total fixture wattage, any fixture shape, any application",993,"Light Emitting Diode (LED)",15,"Y"]
["LED994-FIXT","LED Non-Int Ballast",null,994,null,"Electronic","Non-Integral LED Fixture, 994W total fixture wattage, any fixture shape, any application",994,"Light Emitting Diode (LED)",15,"Y"]
["LED995-FIXT","LED Non-Int Ballast",null,995,null,"Electronic","Non-Integral LED Fixture, 995W total fixture wattage, any fixture shape, any application",995,"Light Emitting Diode (LED)",15,"Y"]
["LED996-FIXT","LED Non-Int Ballast",null,996,null,"Electronic","Non-Integral LED Fixture, 996W total fixture wattage, any fixture shape, any application",996,"Light Emitting Diode (LED)",15,"Y"]
["LED997-FIXT","LED Non-Int Ballast",null,997,null,"Electronic","Non-Integral LED Fixture, 997W total fixture wattage, any fixture shape, any application",997,"Light Emitting Diode (LED)",15,"Y"]
["LED998-FIXT","LED Non-Int Ballast",null,998,null,"Electronic","Non-Integral LED Fixture, 998W total fixture wattage, any fixture shape, any application",998,"Light Emitting Diode (LED)",15,"Y"]
["LED999-FIXT","LED Non-Int Ballast",null,999,null,"Electronic","Non-Integral LED Fixture, 999W total fixture wattage, any fixture shape, any application",999,"Light Emitting Diode (LED)",15,"Y"]
["LED1000-FIXT","LED Non-Int Ballast",null,1000,null,"Electronic","Non-Integral LED Fixture, 1000W total fixture wattage, any fixture shape, any application",1000,"Light Emitting Diode (LED)",15,"Y"]
["LED1001-FIXT","LED Non-Int Ballast",null,1001,null,"Electronic","Non-Integral LED Fixture, 1001W total fixture wattage, any fixture shape, any application",1001,"Light Emitting Diode (LED)",15,"Y"]
["LED1002-FIXT","LED Non-Int Ballast",null,1002,null,"Electronic","Non-Integral LED Fixture, 1002W total fixture wattage, any fixture shape, any application",1002,"Light Emitting Diode (LED)",15,"Y"]
["LED1003-FIXT","LED Non-Int Ballast",null,1003,null,"Electronic","Non-Integral LED Fixture, 1003W total fixture wattage, any fixture shape, any application",1003,"Light Emitting Diode (LED)",15,"Y"]
["LED1004-FIXT","LED Non-Int Ballast",null,1004,null,"Electronic","Non-Integral LED Fixture, 1004W total fixture wattage, any fixture shape, any application",1004,"Light Emitting Diode (LED)",15,"Y"]
["LED1005-FIXT","LED Non-Int Ballast",null,1005,null,"Electronic","Non-Integral LED Fixture, 1005W total fixture wattage, any fixture shape, any application",1005,"Light Emitting Diode (LED)",15,"Y"]
["LED1006-FIXT","LED Non-Int Ballast",null,1006,null,"Electronic","Non-Integral LED Fixture, 1006W total fixture wattage, any fixture shape, any application",1006,"Light Emitting Diode (LED)",15,"Y"]
["LED1007-FIXT","LED Non-Int Ballast",null,1007,null,"Electronic","Non-Integral LED Fixture, 1007W total fixture wattage, any fixture shape, any application",1007,"Light Emitting Diode (LED)",15,"Y"]
["LED1008-FIXT","LED Non-Int Ballast",null,1008,null,"Electronic","Non-Integral LED Fixture, 1008W total fixture wattage, any fixture shape, any application",1008,"Light Emitting Diode (LED)",15,"Y"]
["LED1009-FIXT","LED Non-Int Ballast",null,1009,null,"Electronic","Non-Integral LED Fixture, 1009W total fixture wattage, any fixture shape, any application",1009,"Light Emitting Diode (LED)",15,"Y"]
["LED1010-FIXT","LED Non-Int Ballast",null,1010,null,"Electronic","Non-Integral LED Fixture, 1010W total fixture wattage, any fixture shape, any application",1010,"Light Emitting Diode (LED)",15,"Y"]
["LED1011-FIXT","LED Non-Int Ballast",null,1011,null,"Electronic","Non-Integral LED Fixture, 1011W total fixture wattage, any fixture shape, any application",1011,"Light Emitting Diode (LED)",15,"Y"]
["LED1012-FIXT","LED Non-Int Ballast",null,1012,null,"Electronic","Non-Integral LED Fixture, 1012W total fixture wattage, any fixture shape, any application",1012,"Light Emitting Diode (LED)",15,"Y"]
["LED1013-FIXT","LED Non-Int Ballast",null,1013,null,"Electronic","Non-Integral LED Fixture, 1013W total fixture wattage, any fixture shape, any application",1013,"Light Emitting Diode (LED)",15,"Y"]
["LED1014-FIXT","LED Non-Int Ballast",null,1014,null,"Electronic","Non-Integral LED Fixture, 1014W total fixture wattage, any fixture shape, any application",1014,"Light Emitting Diode (LED)",15,"Y"]
["LED1015-FIXT","LED Non-Int Ballast",null,1015,null,"Electronic","Non-Integral LED Fixture, 1015W total fixture wattage, any fixture shape, any application",1015,"Light Emitting Diode (LED)",15,"Y"]
["LED1016-FIXT","LED Non-Int Ballast",null,1016,null,"Electronic","Non-Integral LED Fixture, 1016W total fixture wattage, any fixture shape, any application",1016,"Light Emitting Diode (LED)",15,"Y"]
["LED1017-FIXT","LED Non-Int Ballast",null,1017,null,"Electronic","Non-Integral LED Fixture, 1017W total fixture wattage, any fixture shape, any application",1017,"Light Emitting Diode (LED)",15,"Y"]
["LED1018-FIXT","LED Non-Int Ballast",null,1018,null,"Electronic","Non-Integral LED Fixture, 1018W total fixture wattage, any fixture shape, any application",1018,"Light Emitting Diode (LED)",15,"Y"]
["LED1019-FIXT","LED Non-Int Ballast",null,1019,null,"Electronic","Non-Integral LED Fixture, 1019W total fixture wattage, any fixture shape, any application",1019,"Light Emitting Diode (LED)",15,"Y"]
["LED1020-FIXT","LED Non-Int Ballast",null,1020,null,"Electronic","Non-Integral LED Fixture, 1020W total fixture wattage, any fixture shape, any application",1020,"Light Emitting Diode (LED)",15,"Y"]
["LED1021-FIXT","LED Non-Int Ballast",null,1021,null,"Electronic","Non-Integral LED Fixture, 1021W total fixture wattage, any fixture shape, any application",1021,"Light Emitting Diode (LED)",15,"Y"]
["LED1022-FIXT","LED Non-Int Ballast",null,1022,null,"Electronic","Non-Integral LED Fixture, 1022W total fixture wattage, any fixture shape, any application",1022,"Light Emitting Diode (LED)",15,"Y"]
["LED1023-FIXT","LED Non-Int Ballast",null,1023,null,"Electronic","Non-Integral LED Fixture, 1023W total fixture wattage, any fixture shape, any application",1023,"Light Emitting Diode (LED)",15,"Y"]
["LED1024-FIXT","LED Non-Int Ballast",null,1024,null,"Electronic","Non-Integral LED Fixture, 1024W total fixture wattage, any fixture shape, any application",1024,"Light Emitting Diode (LED)",15,"Y"]
["LED1025-FIXT","LED Non-Int Ballast",null,1025,null,"Electronic","Non-Integral LED Fixture, 1025W total fixture wattage, any fixture shape, any application",1025,"Light Emitting Diode (LED)",15,"Y"]
["LED1026-FIXT","LED Non-Int Ballast",null,1026,null,"Electronic","Non-Integral LED Fixture, 1026W total fixture wattage, any fixture shape, any application",1026,"Light Emitting Diode (LED)",15,"Y"]
["LED1027-FIXT","LED Non-Int Ballast",null,1027,null,"Electronic","Non-Integral LED Fixture, 1027W total fixture wattage, any fixture shape, any application",1027,"Light Emitting Diode (LED)",15,"Y"]
["LED1028-FIXT","LED Non-Int Ballast",null,1028,null,"Electronic","Non-Integral LED Fixture, 1028W total fixture wattage, any fixture shape, any application",1028,"Light Emitting Diode (LED)",15,"Y"]
["LED1029-FIXT","LED Non-Int Ballast",null,1029,null,"Electronic","Non-Integral LED Fixture, 1029W total fixture wattage, any fixture shape, any application",1029,"Light Emitting Diode (LED)",15,"Y"]
["LED1030-FIXT","LED Non-Int Ballast",null,1030,null,"Electronic","Non-Integral LED Fixture, 1030W total fixture wattage, any fixture shape, any application",1030,"Light Emitting Diode (LED)",15,"Y"]
["LED1031-FIXT","LED Non-Int Ballast",null,1031,null,"Electronic","Non-Integral LED Fixture, 1031W total fixture wattage, any fixture shape, any application",1031,"Light Emitting Diode (LED)",15,"Y"]
["LED1032-FIXT","LED Non-Int Ballast",null,1032,null,"Electronic","Non-Integral LED Fixture, 1032W total fixture wattage, any fixture shape, any application",1032,"Light Emitting Diode (LED)",15,"Y"]
["LED1033-FIXT","LED Non-Int Ballast",null,1033,null,"Electronic","Non-Integral LED Fixture, 1033W total fixture wattage, any fixture shape, any application",1033,"Light Emitting Diode (LED)",15,"Y"]
["LED1034-FIXT","LED Non-Int Ballast",null,1034,null,"Electronic","Non-Integral LED Fixture, 1034W total fixture wattage, any fixture shape, any application",1034,"Light Emitting Diode (LED)",15,"Y"]
["LED1035-FIXT","LED Non-Int Ballast",null,1035,null,"Electronic","Non-Integral LED Fixture, 1035W total fixture wattage, any fixture shape, any application",1035,"Light Emitting Diode (LED)",15,"Y"]
["LED1036-FIXT","LED Non-Int Ballast",null,1036,null,"Electronic","Non-Integral LED Fixture, 1036W total fixture wattage, any fixture shape, any application",1036,"Light Emitting Diode (LED)",15,"Y"]
["LED1037-FIXT","LED Non-Int Ballast",null,1037,null,"Electronic","Non-Integral LED Fixture, 1037W total fixture wattage, any fixture shape, any application",1037,"Light Emitting Diode (LED)",15,"Y"]
["LED1038-FIXT","LED Non-Int Ballast",null,1038,null,"Electronic","Non-Integral LED Fixture, 1038W total fixture wattage, any fixture shape, any application",1038,"Light Emitting Diode (LED)",15,"Y"]
["LED1039-FIXT","LED Non-Int Ballast",null,1039,null,"Electronic","Non-Integral LED Fixture, 1039W total fixture wattage, any fixture shape, any application",1039,"Light Emitting Diode (LED)",15,"Y"]
["LED1040-FIXT","LED Non-Int Ballast",null,1040,null,"Electronic","Non-Integral LED Fixture, 1040W total fixture wattage, any fixture shape, any application",1040,"Light Emitting Diode (LED)",15,"Y"]
["LED1041-FIXT","LED Non-Int Ballast",null,1041,null,"Electronic","Non-Integral LED Fixture, 1041W total fixture wattage, any fixture shape, any application",1041,"Light Emitting Diode (LED)",15,"Y"]
["LED1042-FIXT","LED Non-Int Ballast",null,1042,null,"Electronic","Non-Integral LED Fixture, 1042W total fixture wattage, any fixture shape, any application",1042,"Light Emitting Diode (LED)",15,"Y"]
["LED1043-FIXT","LED Non-Int Ballast",null,1043,null,"Electronic","Non-Integral LED Fixture, 1043W total fixture wattage, any fixture shape, any application",1043,"Light Emitting Diode (LED)",15,"Y"]
["LED1044-FIXT","LED Non-Int Ballast",null,1044,null,"Electronic","Non-Integral LED Fixture, 1044W total fixture wattage, any fixture shape, any application",1044,"Light Emitting Diode (LED)",15,"Y"]
["LED1045-FIXT","LED Non-Int Ballast",null,1045,null,"Electronic","Non-Integral LED Fixture, 1045W total fixture wattage, any fixture shape, any application",1045,"Light Emitting Diode (LED)",15,"Y"]
["LED1046-FIXT","LED Non-Int Ballast",null,1046,null,"Electronic","Non-Integral LED Fixture, 1046W total fixture wattage, any fixture shape, any application",1046,"Light Emitting Diode (LED)",15,"Y"]
["LED1047-FIXT","LED Non-Int Ballast",null,1047,null,"Electronic","Non-Integral LED Fixture, 1047W total fixture wattage, any fixture shape, any application",1047,"Light Emitting Diode (LED)",15,"Y"]
["LED1048-FIXT","LED Non-Int Ballast",null,1048,null,"Electronic","Non-Integral LED Fixture, 1048W total fixture wattage, any fixture shape, any application",1048,"Light Emitting Diode (LED)",15,"Y"]
["LED1049-FIXT","LED Non-Int Ballast",null,1049,null,"Electronic","Non-Integral LED Fixture, 1049W total fixture wattage, any fixture shape, any application",1049,"Light Emitting Diode (LED)",15,"Y"]
["LED1050-FIXT","LED Non-Int Ballast",null,1050,null,"Electronic","Non-Integral LED Fixture, 1050W total fixture wattage, any fixture shape, any application",1050,"Light Emitting Diode (LED)",15,"Y"]
["LED1051-FIXT","LED Non-Int Ballast",null,1051,null,"Electronic","Non-Integral LED Fixture, 1051W total fixture wattage, any fixture shape, any application",1051,"Light Emitting Diode (LED)",15,"Y"]
["LED1052-FIXT","LED Non-Int Ballast",null,1052,null,"Electronic","Non-Integral LED Fixture, 1052W total fixture wattage, any fixture shape, any application",1052,"Light Emitting Diode (LED)",15,"Y"]
["LED1053-FIXT","LED Non-Int Ballast",null,1053,null,"Electronic","Non-Integral LED Fixture, 1053W total fixture wattage, any fixture shape, any application",1053,"Light Emitting Diode (LED)",15,"Y"]
["LED1054-FIXT","LED Non-Int Ballast",null,1054,null,"Electronic","Non-Integral LED Fixture, 1054W total fixture wattage, any fixture shape, any application",1054,"Light Emitting Diode (LED)",15,"Y"]
["LED1055-FIXT","LED Non-Int Ballast",null,1055,null,"Electronic","Non-Integral LED Fixture, 1055W total fixture wattage, any fixture shape, any application",1055,"Light Emitting Diode (LED)",15,"Y"]
["LED1056-FIXT","LED Non-Int Ballast",null,1056,null,"Electronic","Non-Integral LED Fixture, 1056W total fixture wattage, any fixture shape, any application",1056,"Light Emitting Diode (LED)",15,"Y"]
["LED1057-FIXT","LED Non-Int Ballast",null,1057,null,"Electronic","Non-Integral LED Fixture, 1057W total fixture wattage, any fixture shape, any application",1057,"Light Emitting Diode (LED)",15,"Y"]
["LED1058-FIXT","LED Non-Int Ballast",null,1058,null,"Electronic","Non-Integral LED Fixture, 1058W total fixture wattage, any fixture shape, any application",1058,"Light Emitting Diode (LED)",15,"Y"]
["LED1059-FIXT","LED Non-Int Ballast",null,1059,null,"Electronic","Non-Integral LED Fixture, 1059W total fixture wattage, any fixture shape, any application",1059,"Light Emitting Diode (LED)",15,"Y"]
["LED1060-FIXT","LED Non-Int Ballast",null,1060,null,"Electronic","Non-Integral LED Fixture, 1060W total fixture wattage, any fixture shape, any application",1060,"Light Emitting Diode (LED)",15,"Y"]
["LED1061-FIXT","LED Non-Int Ballast",null,1061,null,"Electronic","Non-Integral LED Fixture, 1061W total fixture wattage, any fixture shape, any application",1061,"Light Emitting Diode (LED)",15,"Y"]
["LED1062-FIXT","LED Non-Int Ballast",null,1062,null,"Electronic","Non-Integral LED Fixture, 1062W total fixture wattage, any fixture shape, any application",1062,"Light Emitting Diode (LED)",15,"Y"]
["LED1063-FIXT","LED Non-Int Ballast",null,1063,null,"Electronic","Non-Integral LED Fixture, 1063W total fixture wattage, any fixture shape, any application",1063,"Light Emitting Diode (LED)",15,"Y"]
["LED1064-FIXT","LED Non-Int Ballast",null,1064,null,"Electronic","Non-Integral LED Fixture, 1064W total fixture wattage, any fixture shape, any application",1064,"Light Emitting Diode (LED)",15,"Y"]
["LED1065-FIXT","LED Non-Int Ballast",null,1065,null,"Electronic","Non-Integral LED Fixture, 1065W total fixture wattage, any fixture shape, any application",1065,"Light Emitting Diode (LED)",15,"Y"]
["LED1066-FIXT","LED Non-Int Ballast",null,1066,null,"Electronic","Non-Integral LED Fixture, 1066W total fixture wattage, any fixture shape, any application",1066,"Light Emitting Diode (LED)",15,"Y"]
["LED1067-FIXT","LED Non-Int Ballast",null,1067,null,"Electronic","Non-Integral LED Fixture, 1067W total fixture wattage, any fixture shape, any application",1067,"Light Emitting Diode (LED)",15,"Y"]
["LED1068-FIXT","LED Non-Int Ballast",null,1068,null,"Electronic","Non-Integral LED Fixture, 1068W total fixture wattage, any fixture shape, any application",1068,"Light Emitting Diode (LED)",15,"Y"]
["LED1069-FIXT","LED Non-Int Ballast",null,1069,null,"Electronic","Non-Integral LED Fixture, 1069W total fixture wattage, any fixture shape, any application",1069,"Light Emitting Diode (LED)",15,"Y"]
["LED1070-FIXT","LED Non-Int Ballast",null,1070,null,"Electronic","Non-Integral LED Fixture, 1070W total fixture wattage, any fixture shape, any application",1070,"Light Emitting Diode (LED)",15,"Y"]
["LED1071-FIXT","LED Non-Int Ballast",null,1071,null,"Electronic","Non-Integral LED Fixture, 1071W total fixture wattage, any fixture shape, any application",1071,"Light Emitting Diode (LED)",15,"Y"]
["LED1072-FIXT","LED Non-Int Ballast",null,1072,null,"Electronic","Non-Integral LED Fixture, 1072W total fixture wattage, any fixture shape, any application",1072,"Light Emitting Diode (LED)",15,"Y"]
["LED1073-FIXT","LED Non-Int Ballast",null,1073,null,"Electronic","Non-Integral LED Fixture, 1073W total fixture wattage, any fixture shape, any application",1073,"Light Emitting Diode (LED)",15,"Y"]
["LED1074-FIXT","LED Non-Int Ballast",null,1074,null,"Electronic","Non-Integral LED Fixture, 1074W total fixture wattage, any fixture shape, any application",1074,"Light Emitting Diode (LED)",15,"Y"]
["LED1075-FIXT","LED Non-Int Ballast",null,1075,null,"Electronic","Non-Integral LED Fixture, 1075W total fixture wattage, any fixture shape, any application",1075,"Light Emitting Diode (LED)",15,"Y"]
["LED1076-FIXT","LED Non-Int Ballast",null,1076,null,"Electronic","Non-Integral LED Fixture, 1076W total fixture wattage, any fixture shape, any application",1076,"Light Emitting Diode (LED)",15,"Y"]
["LED1077-FIXT","LED Non-Int Ballast",null,1077,null,"Electronic","Non-Integral LED Fixture, 1077W total fixture wattage, any fixture shape, any application",1077,"Light Emitting Diode (LED)",15,"Y"]
["LED1078-FIXT","LED Non-Int Ballast",null,1078,null,"Electronic","Non-Integral LED Fixture, 1078W total fixture wattage, any fixture shape, any application",1078,"Light Emitting Diode (LED)",15,"Y"]
["LED1079-FIXT","LED Non-Int Ballast",null,1079,null,"Electronic","Non-Integral LED Fixture, 1079W total fixture wattage, any fixture shape, any application",1079,"Light Emitting Diode (LED)",15,"Y"]
["LED1080-FIXT","LED Non-Int Ballast",null,1080,null,"Electronic","Non-Integral LED Fixture, 1080W total fixture wattage, any fixture shape, any application",1080,"Light Emitting Diode (LED)",15,"Y"]
["LED1081-FIXT","LED Non-Int Ballast",null,1081,null,"Electronic","Non-Integral LED Fixture, 1081W total fixture wattage, any fixture shape, any application",1081,"Light Emitting Diode (LED)",15,"Y"]
["LED1082-FIXT","LED Non-Int Ballast",null,1082,null,"Electronic","Non-Integral LED Fixture, 1082W total fixture wattage, any fixture shape, any application",1082,"Light Emitting Diode (LED)",15,"Y"]
["LED1083-FIXT","LED Non-Int Ballast",null,1083,null,"Electronic","Non-Integral LED Fixture, 1083W total fixture wattage, any fixture shape, any application",1083,"Light Emitting Diode (LED)",15,"Y"]
["LED1084-FIXT","LED Non-Int Ballast",null,1084,null,"Electronic","Non-Integral LED Fixture, 1084W total fixture wattage, any fixture shape, any application",1084,"Light Emitting Diode (LED)",15,"Y"]
["LED1085-FIXT","LED Non-Int Ballast",null,1085,null,"Electronic","Non-Integral LED Fixture, 1085W total fixture wattage, any fixture shape, any application",1085,"Light Emitting Diode (LED)",15,"Y"]
["LED1086-FIXT","LED Non-Int Ballast",null,1086,null,"Electronic","Non-Integral LED Fixture, 1086W total fixture wattage, any fixture shape, any application",1086,"Light Emitting Diode (LED)",15,"Y"]
["LED1087-FIXT","LED Non-Int Ballast",null,1087,null,"Electronic","Non-Integral LED Fixture, 1087W total fixture wattage, any fixture shape, any application",1087,"Light Emitting Diode (LED)",15,"Y"]
["LED1088-FIXT","LED Non-Int Ballast",null,1088,null,"Electronic","Non-Integral LED Fixture, 1088W total fixture wattage, any fixture shape, any application",1088,"Light Emitting Diode (LED)",15,"Y"]
["LED1089-FIXT","LED Non-Int Ballast",null,1089,null,"Electronic","Non-Integral LED Fixture, 1089W total fixture wattage, any fixture shape, any application",1089,"Light Emitting Diode (LED)",15,"Y"]
["LED1090-FIXT","LED Non-Int Ballast",null,1090,null,"Electronic","Non-Integral LED Fixture, 1090W total fixture wattage, any fixture shape, any application",1090,"Light Emitting Diode (LED)",15,"Y"]
["LED1091-FIXT","LED Non-Int Ballast",null,1091,null,"Electronic","Non-Integral LED Fixture, 1091W total fixture wattage, any fixture shape, any application",1091,"Light Emitting Diode (LED)",15,"Y"]
["LED1092-FIXT","LED Non-Int Ballast",null,1092,null,"Electronic","Non-Integral LED Fixture, 1092W total fixture wattage, any fixture shape, any application",1092,"Light Emitting Diode (LED)",15,"Y"]
["LED1093-FIXT","LED Non-Int Ballast",null,1093,null,"Electronic","Non-Integral LED Fixture, 1093W total fixture wattage, any fixture shape, any application",1093,"Light Emitting Diode (LED)",15,"Y"]
["LED1094-FIXT","LED Non-Int Ballast",null,1094,null,"Electronic","Non-Integral LED Fixture, 1094W total fixture wattage, any fixture shape, any application",1094,"Light Emitting Diode (LED)",15,"Y"]
["LED1095-FIXT","LED Non-Int Ballast",null,1095,null,"Electronic","Non-Integral LED Fixture, 1095W total fixture wattage, any fixture shape, any application",1095,"Light Emitting Diode (LED)",15,"Y"]
["LED1096-FIXT","LED Non-Int Ballast",null,1096,null,"Electronic","Non-Integral LED Fixture, 1096W total fixture wattage, any fixture shape, any application",1096,"Light Emitting Diode (LED)",15,"Y"]
["LED1097-FIXT","LED Non-Int Ballast",null,1097,null,"Electronic","Non-Integral LED Fixture, 1097W total fixture wattage, any fixture shape, any application",1097,"Light Emitting Diode (LED)",15,"Y"]
["LED1098-FIXT","LED Non-Int Ballast",null,1098,null,"Electronic","Non-Integral LED Fixture, 1098W total fixture wattage, any fixture shape, any application",1098,"Light Emitting Diode (LED)",15,"Y"]
["LED1099-FIXT","LED Non-Int Ballast",null,1099,null,"Electronic","Non-Integral LED Fixture, 1099W total fixture wattage, any fixture shape, any application",1099,"Light Emitting Diode (LED)",15,"Y"]
["LED1100-FIXT","LED Non-Int Ballast",null,1100,null,"Electronic","Non-Integral LED Fixture, 1100W total fixture wattage, any fixture shape, any application",1100,"Light Emitting Diode (LED)",15,"Y"]
["LED1101-FIXT","LED Non-Int Ballast",null,1101,null,"Electronic","Non-Integral LED Fixture, 1101W total fixture wattage, any fixture shape, any application",1101,"Light Emitting Diode (LED)",15,"Y"]
["LED1102-FIXT","LED Non-Int Ballast",null,1102,null,"Electronic","Non-Integral LED Fixture, 1102W total fixture wattage, any fixture shape, any application",1102,"Light Emitting Diode (LED)",15,"Y"]
["LED1103-FIXT","LED Non-Int Ballast",null,1103,null,"Electronic","Non-Integral LED Fixture, 1103W total fixture wattage, any fixture shape, any application",1103,"Light Emitting Diode (LED)",15,"Y"]
["LED1104-FIXT","LED Non-Int Ballast",null,1104,null,"Electronic","Non-Integral LED Fixture, 1104W total fixture wattage, any fixture shape, any application",1104,"Light Emitting Diode (LED)",15,"Y"]
["LED1105-FIXT","LED Non-Int Ballast",null,1105,null,"Electronic","Non-Integral LED Fixture, 1105W total fixture wattage, any fixture shape, any application",1105,"Light Emitting Diode (LED)",15,"Y"]
["LED1106-FIXT","LED Non-Int Ballast",null,1106,null,"Electronic","Non-Integral LED Fixture, 1106W total fixture wattage, any fixture shape, any application",1106,"Light Emitting Diode (LED)",15,"Y"]
["LED1107-FIXT","LED Non-Int Ballast",null,1107,null,"Electronic","Non-Integral LED Fixture, 1107W total fixture wattage, any fixture shape, any application",1107,"Light Emitting Diode (LED)",15,"Y"]
["LED1108-FIXT","LED Non-Int Ballast",null,1108,null,"Electronic","Non-Integral LED Fixture, 1108W total fixture wattage, any fixture shape, any application",1108,"Light Emitting Diode (LED)",15,"Y"]
["LED1109-FIXT","LED Non-Int Ballast",null,1109,null,"Electronic","Non-Integral LED Fixture, 1109W total fixture wattage, any fixture shape, any application",1109,"Light Emitting Diode (LED)",15,"Y"]
["LED1110-FIXT","LED Non-Int Ballast",null,1110,null,"Electronic","Non-Integral LED Fixture, 1110W total fixture wattage, any fixture shape, any application",1110,"Light Emitting Diode (LED)",15,"Y"]
["LED1111-FIXT","LED Non-Int Ballast",null,1111,null,"Electronic","Non-Integral LED Fixture, 1111W total fixture wattage, any fixture shape, any application",1111,"Light Emitting Diode (LED)",15,"Y"]
["LED1112-FIXT","LED Non-Int Ballast",null,1112,null,"Electronic","Non-Integral LED Fixture, 1112W total fixture wattage, any fixture shape, any application",1112,"Light Emitting Diode (LED)",15,"Y"]
["LED1113-FIXT","LED Non-Int Ballast",null,1113,null,"Electronic","Non-Integral LED Fixture, 1113W total fixture wattage, any fixture shape, any application",1113,"Light Emitting Diode (LED)",15,"Y"]
["LED1114-FIXT","LED Non-Int Ballast",null,1114,null,"Electronic","Non-Integral LED Fixture, 1114W total fixture wattage, any fixture shape, any application",1114,"Light Emitting Diode (LED)",15,"Y"]
["LED1115-FIXT","LED Non-Int Ballast",null,1115,null,"Electronic","Non-Integral LED Fixture, 1115W total fixture wattage, any fixture shape, any application",1115,"Light Emitting Diode (LED)",15,"Y"]
["LED1116-FIXT","LED Non-Int Ballast",null,1116,null,"Electronic","Non-Integral LED Fixture, 1116W total fixture wattage, any fixture shape, any application",1116,"Light Emitting Diode (LED)",15,"Y"]
["LED1117-FIXT","LED Non-Int Ballast",null,1117,null,"Electronic","Non-Integral LED Fixture, 1117W total fixture wattage, any fixture shape, any application",1117,"Light Emitting Diode (LED)",15,"Y"]
["LED1118-FIXT","LED Non-Int Ballast",null,1118,null,"Electronic","Non-Integral LED Fixture, 1118W total fixture wattage, any fixture shape, any application",1118,"Light Emitting Diode (LED)",15,"Y"]
["LED1119-FIXT","LED Non-Int Ballast",null,1119,null,"Electronic","Non-Integral LED Fixture, 1119W total fixture wattage, any fixture shape, any application",1119,"Light Emitting Diode (LED)",15,"Y"]
["LED1120-FIXT","LED Non-Int Ballast",null,1120,null,"Electronic","Non-Integral LED Fixture, 1120W total fixture wattage, any fixture shape, any application",1120,"Light Emitting Diode (LED)",15,"Y"]
["LED1121-FIXT","LED Non-Int Ballast",null,1121,null,"Electronic","Non-Integral LED Fixture, 1121W total fixture wattage, any fixture shape, any application",1121,"Light Emitting Diode (LED)",15,"Y"]
["LED1122-FIXT","LED Non-Int Ballast",null,1122,null,"Electronic","Non-Integral LED Fixture, 1122W total fixture wattage, any fixture shape, any application",1122,"Light Emitting Diode (LED)",15,"Y"]
["LED1123-FIXT","LED Non-Int Ballast",null,1123,null,"Electronic","Non-Integral LED Fixture, 1123W total fixture wattage, any fixture shape, any application",1123,"Light Emitting Diode (LED)",15,"Y"]
["LED1124-FIXT","LED Non-Int Ballast",null,1124,null,"Electronic","Non-Integral LED Fixture, 1124W total fixture wattage, any fixture shape, any application",1124,"Light Emitting Diode (LED)",15,"Y"]
["LED1125-FIXT","LED Non-Int Ballast",null,1125,null,"Electronic","Non-Integral LED Fixture, 1125W total fixture wattage, any fixture shape, any application",1125,"Light Emitting Diode (LED)",15,"Y"]
["LED1126-FIXT","LED Non-Int Ballast",null,1126,null,"Electronic","Non-Integral LED Fixture, 1126W total fixture wattage, any fixture shape, any application",1126,"Light Emitting Diode (LED)",15,"Y"]
["LED1127-FIXT","LED Non-Int Ballast",null,1127,null,"Electronic","Non-Integral LED Fixture, 1127W total fixture wattage, any fixture shape, any application",1127,"Light Emitting Diode (LED)",15,"Y"]
["LED1128-FIXT","LED Non-Int Ballast",null,1128,null,"Electronic","Non-Integral LED Fixture, 1128W total fixture wattage, any fixture shape, any application",1128,"Light Emitting Diode (LED)",15,"Y"]
["LED1129-FIXT","LED Non-Int Ballast",null,1129,null,"Electronic","Non-Integral LED Fixture, 1129W total fixture wattage, any fixture shape, any application",1129,"Light Emitting Diode (LED)",15,"Y"]
["LED1130-FIXT","LED Non-Int Ballast",null,1130,null,"Electronic","Non-Integral LED Fixture, 1130W total fixture wattage, any fixture shape, any application",1130,"Light Emitting Diode (LED)",15,"Y"]
["LED1131-FIXT","LED Non-Int Ballast",null,1131,null,"Electronic","Non-Integral LED Fixture, 1131W total fixture wattage, any fixture shape, any application",1131,"Light Emitting Diode (LED)",15,"Y"]
["LED1132-FIXT","LED Non-Int Ballast",null,1132,null,"Electronic","Non-Integral LED Fixture, 1132W total fixture wattage, any fixture shape, any application",1132,"Light Emitting Diode (LED)",15,"Y"]
["LED1133-FIXT","LED Non-Int Ballast",null,1133,null,"Electronic","Non-Integral LED Fixture, 1133W total fixture wattage, any fixture shape, any application",1133,"Light Emitting Diode (LED)",15,"Y"]
["LED1134-FIXT","LED Non-Int Ballast",null,1134,null,"Electronic","Non-Integral LED Fixture, 1134W total fixture wattage, any fixture shape, any application",1134,"Light Emitting Diode (LED)",15,"Y"]
["LED1135-FIXT","LED Non-Int Ballast",null,1135,null,"Electronic","Non-Integral LED Fixture, 1135W total fixture wattage, any fixture shape, any application",1135,"Light Emitting Diode (LED)",15,"Y"]
["LED1136-FIXT","LED Non-Int Ballast",null,1136,null,"Electronic","Non-Integral LED Fixture, 1136W total fixture wattage, any fixture shape, any application",1136,"Light Emitting Diode (LED)",15,"Y"]
["LED1137-FIXT","LED Non-Int Ballast",null,1137,null,"Electronic","Non-Integral LED Fixture, 1137W total fixture wattage, any fixture shape, any application",1137,"Light Emitting Diode (LED)",15,"Y"]
["LED1138-FIXT","LED Non-Int Ballast",null,1138,null,"Electronic","Non-Integral LED Fixture, 1138W total fixture wattage, any fixture shape, any application",1138,"Light Emitting Diode (LED)",15,"Y"]
["LED1139-FIXT","LED Non-Int Ballast",null,1139,null,"Electronic","Non-Integral LED Fixture, 1139W total fixture wattage, any fixture shape, any application",1139,"Light Emitting Diode (LED)",15,"Y"]
["LED1140-FIXT","LED Non-Int Ballast",null,1140,null,"Electronic","Non-Integral LED Fixture, 1140W total fixture wattage, any fixture shape, any application",1140,"Light Emitting Diode (LED)",15,"Y"]
["LED1141-FIXT","LED Non-Int Ballast",null,1141,null,"Electronic","Non-Integral LED Fixture, 1141W total fixture wattage, any fixture shape, any application",1141,"Light Emitting Diode (LED)",15,"Y"]
["LED1142-FIXT","LED Non-Int Ballast",null,1142,null,"Electronic","Non-Integral LED Fixture, 1142W total fixture wattage, any fixture shape, any application",1142,"Light Emitting Diode (LED)",15,"Y"]
["LED1143-FIXT","LED Non-Int Ballast",null,1143,null,"Electronic","Non-Integral LED Fixture, 1143W total fixture wattage, any fixture shape, any application",1143,"Light Emitting Diode (LED)",15,"Y"]
["LED1144-FIXT","LED Non-Int Ballast",null,1144,null,"Electronic","Non-Integral LED Fixture, 1144W total fixture wattage, any fixture shape, any application",1144,"Light Emitting Diode (LED)",15,"Y"]
["LED1145-FIXT","LED Non-Int Ballast",null,1145,null,"Electronic","Non-Integral LED Fixture, 1145W total fixture wattage, any fixture shape, any application",1145,"Light Emitting Diode (LED)",15,"Y"]
["LED1146-FIXT","LED Non-Int Ballast",null,1146,null,"Electronic","Non-Integral LED Fixture, 1146W total fixture wattage, any fixture shape, any application",1146,"Light Emitting Diode (LED)",15,"Y"]
["LED1147-FIXT","LED Non-Int Ballast",null,1147,null,"Electronic","Non-Integral LED Fixture, 1147W total fixture wattage, any fixture shape, any application",1147,"Light Emitting Diode (LED)",15,"Y"]
["LED1148-FIXT","LED Non-Int Ballast",null,1148,null,"Electronic","Non-Integral LED Fixture, 1148W total fixture wattage, any fixture shape, any application",1148,"Light Emitting Diode (LED)",15,"Y"]
["LED1149-FIXT","LED Non-Int Ballast",null,1149,null,"Electronic","Non-Integral LED Fixture, 1149W total fixture wattage, any fixture shape, any application",1149,"Light Emitting Diode (LED)",15,"Y"]
["LED1150-FIXT","LED Non-Int Ballast",null,1150,null,"Electronic","Non-Integral LED Fixture, 1150W total fixture wattage, any fixture shape, any application",1150,"Light Emitting Diode (LED)",15,"Y"]
["LED1151-FIXT","LED Non-Int Ballast",null,1151,null,"Electronic","Non-Integral LED Fixture, 1151W total fixture wattage, any fixture shape, any application",1151,"Light Emitting Diode (LED)",15,"Y"]
["LED1152-FIXT","LED Non-Int Ballast",null,1152,null,"Electronic","Non-Integral LED Fixture, 1152W total fixture wattage, any fixture shape, any application",1152,"Light Emitting Diode (LED)",15,"Y"]
["LED1153-FIXT","LED Non-Int Ballast",null,1153,null,"Electronic","Non-Integral LED Fixture, 1153W total fixture wattage, any fixture shape, any application",1153,"Light Emitting Diode (LED)",15,"Y"]
["LED1154-FIXT","LED Non-Int Ballast",null,1154,null,"Electronic","Non-Integral LED Fixture, 1154W total fixture wattage, any fixture shape, any application",1154,"Light Emitting Diode (LED)",15,"Y"]
["LED1155-FIXT","LED Non-Int Ballast",null,1155,null,"Electronic","Non-Integral LED Fixture, 1155W total fixture wattage, any fixture shape, any application",1155,"Light Emitting Diode (LED)",15,"Y"]
["LED1156-FIXT","LED Non-Int Ballast",null,1156,null,"Electronic","Non-Integral LED Fixture, 1156W total fixture wattage, any fixture shape, any application",1156,"Light Emitting Diode (LED)",15,"Y"]
["LED1157-FIXT","LED Non-Int Ballast",null,1157,null,"Electronic","Non-Integral LED Fixture, 1157W total fixture wattage, any fixture shape, any application",1157,"Light Emitting Diode (LED)",15,"Y"]
["LED1158-FIXT","LED Non-Int Ballast",null,1158,null,"Electronic","Non-Integral LED Fixture, 1158W total fixture wattage, any fixture shape, any application",1158,"Light Emitting Diode (LED)",15,"Y"]
["LED1159-FIXT","LED Non-Int Ballast",null,1159,null,"Electronic","Non-Integral LED Fixture, 1159W total fixture wattage, any fixture shape, any application",1159,"Light Emitting Diode (LED)",15,"Y"]
["LED1160-FIXT","LED Non-Int Ballast",null,1160,null,"Electronic","Non-Integral LED Fixture, 1160W total fixture wattage, any fixture shape, any application",1160,"Light Emitting Diode (LED)",15,"Y"]
["LED1161-FIXT","LED Non-Int Ballast",null,1161,null,"Electronic","Non-Integral LED Fixture, 1161W total fixture wattage, any fixture shape, any application",1161,"Light Emitting Diode (LED)",15,"Y"]
["LED1162-FIXT","LED Non-Int Ballast",null,1162,null,"Electronic","Non-Integral LED Fixture, 1162W total fixture wattage, any fixture shape, any application",1162,"Light Emitting Diode (LED)",15,"Y"]
["LED1163-FIXT","LED Non-Int Ballast",null,1163,null,"Electronic","Non-Integral LED Fixture, 1163W total fixture wattage, any fixture shape, any application",1163,"Light Emitting Diode (LED)",15,"Y"]
["LED1164-FIXT","LED Non-Int Ballast",null,1164,null,"Electronic","Non-Integral LED Fixture, 1164W total fixture wattage, any fixture shape, any application",1164,"Light Emitting Diode (LED)",15,"Y"]
["LED1165-FIXT","LED Non-Int Ballast",null,1165,null,"Electronic","Non-Integral LED Fixture, 1165W total fixture wattage, any fixture shape, any application",1165,"Light Emitting Diode (LED)",15,"Y"]
["LED1166-FIXT","LED Non-Int Ballast",null,1166,null,"Electronic","Non-Integral LED Fixture, 1166W total fixture wattage, any fixture shape, any application",1166,"Light Emitting Diode (LED)",15,"Y"]
["LED1167-FIXT","LED Non-Int Ballast",null,1167,null,"Electronic","Non-Integral LED Fixture, 1167W total fixture wattage, any fixture shape, any application",1167,"Light Emitting Diode (LED)",15,"Y"]
["LED1168-FIXT","LED Non-Int Ballast",null,1168,null,"Electronic","Non-Integral LED Fixture, 1168W total fixture wattage, any fixture shape, any application",1168,"Light Emitting Diode (LED)",15,"Y"]
["LED1169-FIXT","LED Non-Int Ballast",null,1169,null,"Electronic","Non-Integral LED Fixture, 1169W total fixture wattage, any fixture shape, any application",1169,"Light Emitting Diode (LED)",15,"Y"]
["LED1170-FIXT","LED Non-Int Ballast",null,1170,null,"Electronic","Non-Integral LED Fixture, 1170W total fixture wattage, any fixture shape, any application",1170,"Light Emitting Diode (LED)",15,"Y"]
["LED1171-FIXT","LED Non-Int Ballast",null,1171,null,"Electronic","Non-Integral LED Fixture, 1171W total fixture wattage, any fixture shape, any application",1171,"Light Emitting Diode (LED)",15,"Y"]
["LED1172-FIXT","LED Non-Int Ballast",null,1172,null,"Electronic","Non-Integral LED Fixture, 1172W total fixture wattage, any fixture shape, any application",1172,"Light Emitting Diode (LED)",15,"Y"]
["LED1173-FIXT","LED Non-Int Ballast",null,1173,null,"Electronic","Non-Integral LED Fixture, 1173W total fixture wattage, any fixture shape, any application",1173,"Light Emitting Diode (LED)",15,"Y"]
["LED1174-FIXT","LED Non-Int Ballast",null,1174,null,"Electronic","Non-Integral LED Fixture, 1174W total fixture wattage, any fixture shape, any application",1174,"Light Emitting Diode (LED)",15,"Y"]
["LED1175-FIXT","LED Non-Int Ballast",null,1175,null,"Electronic","Non-Integral LED Fixture, 1175W total fixture wattage, any fixture shape, any application",1175,"Light Emitting Diode (LED)",15,"Y"]
["LED1176-FIXT","LED Non-Int Ballast",null,1176,null,"Electronic","Non-Integral LED Fixture, 1176W total fixture wattage, any fixture shape, any application",1176,"Light Emitting Diode (LED)",15,"Y"]
["LED1177-FIXT","LED Non-Int Ballast",null,1177,null,"Electronic","Non-Integral LED Fixture, 1177W total fixture wattage, any fixture shape, any application",1177,"Light Emitting Diode (LED)",15,"Y"]
["LED1178-FIXT","LED Non-Int Ballast",null,1178,null,"Electronic","Non-Integral LED Fixture, 1178W total fixture wattage, any fixture shape, any application",1178,"Light Emitting Diode (LED)",15,"Y"]
["LED1179-FIXT","LED Non-Int Ballast",null,1179,null,"Electronic","Non-Integral LED Fixture, 1179W total fixture wattage, any fixture shape, any application",1179,"Light Emitting Diode (LED)",15,"Y"]
["LED1180-FIXT","LED Non-Int Ballast",null,1180,null,"Electronic","Non-Integral LED Fixture, 1180W total fixture wattage, any fixture shape, any application",1180,"Light Emitting Diode (LED)",15,"Y"]
["LED1181-FIXT","LED Non-Int Ballast",null,1181,null,"Electronic","Non-Integral LED Fixture, 1181W total fixture wattage, any fixture shape, any application",1181,"Light Emitting Diode (LED)",15,"Y"]
["LED1182-FIXT","LED Non-Int Ballast",null,1182,null,"Electronic","Non-Integral LED Fixture, 1182W total fixture wattage, any fixture shape, any application",1182,"Light Emitting Diode (LED)",15,"Y"]
["LED1183-FIXT","LED Non-Int Ballast",null,1183,null,"Electronic","Non-Integral LED Fixture, 1183W total fixture wattage, any fixture shape, any application",1183,"Light Emitting Diode (LED)",15,"Y"]
["LED1184-FIXT","LED Non-Int Ballast",null,1184,null,"Electronic","Non-Integral LED Fixture, 1184W total fixture wattage, any fixture shape, any application",1184,"Light Emitting Diode (LED)",15,"Y"]
["LED1185-FIXT","LED Non-Int Ballast",null,1185,null,"Electronic","Non-Integral LED Fixture, 1185W total fixture wattage, any fixture shape, any application",1185,"Light Emitting Diode (LED)",15,"Y"]
["LED1186-FIXT","LED Non-Int Ballast",null,1186,null,"Electronic","Non-Integral LED Fixture, 1186W total fixture wattage, any fixture shape, any application",1186,"Light Emitting Diode (LED)",15,"Y"]
["LED1187-FIXT","LED Non-Int Ballast",null,1187,null,"Electronic","Non-Integral LED Fixture, 1187W total fixture wattage, any fixture shape, any application",1187,"Light Emitting Diode (LED)",15,"Y"]
["LED1188-FIXT","LED Non-Int Ballast",null,1188,null,"Electronic","Non-Integral LED Fixture, 1188W total fixture wattage, any fixture shape, any application",1188,"Light Emitting Diode (LED)",15,"Y"]
["LED1189-FIXT","LED Non-Int Ballast",null,1189,null,"Electronic","Non-Integral LED Fixture, 1189W total fixture wattage, any fixture shape, any application",1189,"Light Emitting Diode (LED)",15,"Y"]
["LED1190-FIXT","LED Non-Int Ballast",null,1190,null,"Electronic","Non-Integral LED Fixture, 1190W total fixture wattage, any fixture shape, any application",1190,"Light Emitting Diode (LED)",15,"Y"]
["LED1191-FIXT","LED Non-Int Ballast",null,1191,null,"Electronic","Non-Integral LED Fixture, 1191W total fixture wattage, any fixture shape, any application",1191,"Light Emitting Diode (LED)",15,"Y"]
["LED1192-FIXT","LED Non-Int Ballast",null,1192,null,"Electronic","Non-Integral LED Fixture, 1192W total fixture wattage, any fixture shape, any application",1192,"Light Emitting Diode (LED)",15,"Y"]
["LED1193-FIXT","LED Non-Int Ballast",null,1193,null,"Electronic","Non-Integral LED Fixture, 1193W total fixture wattage, any fixture shape, any application",1193,"Light Emitting Diode (LED)",15,"Y"]
["LED1194-FIXT","LED Non-Int Ballast",null,1194,null,"Electronic","Non-Integral LED Fixture, 1194W total fixture wattage, any fixture shape, any application",1194,"Light Emitting Diode (LED)",15,"Y"]
["LED1195-FIXT","LED Non-Int Ballast",null,1195,null,"Electronic","Non-Integral LED Fixture, 1195W total fixture wattage, any fixture shape, any application",1195,"Light Emitting Diode (LED)",15,"Y"]
["LED1196-FIXT","LED Non-Int Ballast",null,1196,null,"Electronic","Non-Integral LED Fixture, 1196W total fixture wattage, any fixture shape, any application",1196,"Light Emitting Diode (LED)",15,"Y"]
["LED1197-FIXT","LED Non-Int Ballast",null,1197,null,"Electronic","Non-Integral LED Fixture, 1197W total fixture wattage, any fixture shape, any application",1197,"Light Emitting Diode (LED)",15,"Y"]
["LED1198-FIXT","LED Non-Int Ballast",null,1198,null,"Electronic","Non-Integral LED Fixture, 1198W total fixture wattage, any fixture shape, any application",1198,"Light Emitting Diode (LED)",15,"Y"]
["LED1199-FIXT","LED Non-Int Ballast",null,1199,null,"Electronic","Non-Integral LED Fixture, 1199W total fixture wattage, any fixture shape, any application",1199,"Light Emitting Diode (LED)",15,"Y"]
["LED1200-FIXT","LED Non-Int Ballast",null,1200,null,"Electronic","Non-Integral LED Fixture, 1200W total fixture wattage, any fixture shape, any application",1200,"Light Emitting Diode (LED)",15,"Y"]
["LED1201-FIXT","LED Non-Int Ballast",null,1201,null,"Electronic","Non-Integral LED Fixture, 1201W total fixture wattage, any fixture shape, any application",1201,"Light Emitting Diode (LED)",15,"Y"]
["LED1202-FIXT","LED Non-Int Ballast",null,1202,null,"Electronic","Non-Integral LED Fixture, 1202W total fixture wattage, any fixture shape, any application",1202,"Light Emitting Diode (LED)",15,"Y"]
["LED1203-FIXT","LED Non-Int Ballast",null,1203,null,"Electronic","Non-Integral LED Fixture, 1203W total fixture wattage, any fixture shape, any application",1203,"Light Emitting Diode (LED)",15,"Y"]
["LED1204-FIXT","LED Non-Int Ballast",null,1204,null,"Electronic","Non-Integral LED Fixture, 1204W total fixture wattage, any fixture shape, any application",1204,"Light Emitting Diode (LED)",15,"Y"]
["LED1205-FIXT","LED Non-Int Ballast",null,1205,null,"Electronic","Non-Integral LED Fixture, 1205W total fixture wattage, any fixture shape, any application",1205,"Light Emitting Diode (LED)",15,"Y"]
["LED1206-FIXT","LED Non-Int Ballast",null,1206,null,"Electronic","Non-Integral LED Fixture, 1206W total fixture wattage, any fixture shape, any application",1206,"Light Emitting Diode (LED)",15,"Y"]
["LED1207-FIXT","LED Non-Int Ballast",null,1207,null,"Electronic","Non-Integral LED Fixture, 1207W total fixture wattage, any fixture shape, any application",1207,"Light Emitting Diode (LED)",15,"Y"]
["LED1208-FIXT","LED Non-Int Ballast",null,1208,null,"Electronic","Non-Integral LED Fixture, 1208W total fixture wattage, any fixture shape, any application",1208,"Light Emitting Diode (LED)",15,"Y"]
["LED1209-FIXT","LED Non-Int Ballast",null,1209,null,"Electronic","Non-Integral LED Fixture, 1209W total fixture wattage, any fixture shape, any application",1209,"Light Emitting Diode (LED)",15,"Y"]
["LED1210-FIXT","LED Non-Int Ballast",null,1210,null,"Electronic","Non-Integral LED Fixture, 1210W total fixture wattage, any fixture shape, any application",1210,"Light Emitting Diode (LED)",15,"Y"]
["LED1211-FIXT","LED Non-Int Ballast",null,1211,null,"Electronic","Non-Integral LED Fixture, 1211W total fixture wattage, any fixture shape, any application",1211,"Light Emitting Diode (LED)",15,"Y"]
["LED1212-FIXT","LED Non-Int Ballast",null,1212,null,"Electronic","Non-Integral LED Fixture, 1212W total fixture wattage, any fixture shape, any application",1212,"Light Emitting Diode (LED)",15,"Y"]
["LED1213-FIXT","LED Non-Int Ballast",null,1213,null,"Electronic","Non-Integral LED Fixture, 1213W total fixture wattage, any fixture shape, any application",1213,"Light Emitting Diode (LED)",15,"Y"]
["LED1214-FIXT","LED Non-Int Ballast",null,1214,null,"Electronic","Non-Integral LED Fixture, 1214W total fixture wattage, any fixture shape, any application",1214,"Light Emitting Diode (LED)",15,"Y"]
["LED1215-FIXT","LED Non-Int Ballast",null,1215,null,"Electronic","Non-Integral LED Fixture, 1215W total fixture wattage, any fixture shape, any application",1215,"Light Emitting Diode (LED)",15,"Y"]
["LED1216-FIXT","LED Non-Int Ballast",null,1216,null,"Electronic","Non-Integral LED Fixture, 1216W total fixture wattage, any fixture shape, any application",1216,"Light Emitting Diode (LED)",15,"Y"]
["LED1217-FIXT","LED Non-Int Ballast",null,1217,null,"Electronic","Non-Integral LED Fixture, 1217W total fixture wattage, any fixture shape, any application",1217,"Light Emitting Diode (LED)",15,"Y"]
["LED1218-FIXT","LED Non-Int Ballast",null,1218,null,"Electronic","Non-Integral LED Fixture, 1218W total fixture wattage, any fixture shape, any application",1218,"Light Emitting Diode (LED)",15,"Y"]
["LED1219-FIXT","LED Non-Int Ballast",null,1219,null,"Electronic","Non-Integral LED Fixture, 1219W total fixture wattage, any fixture shape, any application",1219,"Light Emitting Diode (LED)",15,"Y"]
["LED1220-FIXT","LED Non-Int Ballast",null,1220,null,"Electronic","Non-Integral LED Fixture, 1220W total fixture wattage, any fixture shape, any application",1220,"Light Emitting Diode (LED)",15,"Y"]
["LED1221-FIXT","LED Non-Int Ballast",null,1221,null,"Electronic","Non-Integral LED Fixture, 1221W total fixture wattage, any fixture shape, any application",1221,"Light Emitting Diode (LED)",15,"Y"]
["LED1222-FIXT","LED Non-Int Ballast",null,1222,null,"Electronic","Non-Integral LED Fixture, 1222W total fixture wattage, any fixture shape, any application",1222,"Light Emitting Diode (LED)",15,"Y"]
["LED1223-FIXT","LED Non-Int Ballast",null,1223,null,"Electronic","Non-Integral LED Fixture, 1223W total fixture wattage, any fixture shape, any application",1223,"Light Emitting Diode (LED)",15,"Y"]
["LED1224-FIXT","LED Non-Int Ballast",null,1224,null,"Electronic","Non-Integral LED Fixture, 1224W total fixture wattage, any fixture shape, any application",1224,"Light Emitting Diode (LED)",15,"Y"]
["LED1225-FIXT","LED Non-Int Ballast",null,1225,null,"Electronic","Non-Integral LED Fixture, 1225W total fixture wattage, any fixture shape, any application",1225,"Light Emitting Diode (LED)",15,"Y"]
["LED1226-FIXT","LED Non-Int Ballast",null,1226,null,"Electronic","Non-Integral LED Fixture, 1226W total fixture wattage, any fixture shape, any application",1226,"Light Emitting Diode (LED)",15,"Y"]
["LED1227-FIXT","LED Non-Int Ballast",null,1227,null,"Electronic","Non-Integral LED Fixture, 1227W total fixture wattage, any fixture shape, any application",1227,"Light Emitting Diode (LED)",15,"Y"]
["LED1228-FIXT","LED Non-Int Ballast",null,1228,null,"Electronic","Non-Integral LED Fixture, 1228W total fixture wattage, any fixture shape, any application",1228,"Light Emitting Diode (LED)",15,"Y"]
["LED1229-FIXT","LED Non-Int Ballast",null,1229,null,"Electronic","Non-Integral LED Fixture, 1229W total fixture wattage, any fixture shape, any application",1229,"Light Emitting Diode (LED)",15,"Y"]
["LED1230-FIXT","LED Non-Int Ballast",null,1230,null,"Electronic","Non-Integral LED Fixture, 1230W total fixture wattage, any fixture shape, any application",1230,"Light Emitting Diode (LED)",15,"Y"]
["LED1231-FIXT","LED Non-Int Ballast",null,1231,null,"Electronic","Non-Integral LED Fixture, 1231W total fixture wattage, any fixture shape, any application",1231,"Light Emitting Diode (LED)",15,"Y"]
["LED1232-FIXT","LED Non-Int Ballast",null,1232,null,"Electronic","Non-Integral LED Fixture, 1232W total fixture wattage, any fixture shape, any application",1232,"Light Emitting Diode (LED)",15,"Y"]
["LED1233-FIXT","LED Non-Int Ballast",null,1233,null,"Electronic","Non-Integral LED Fixture, 1233W total fixture wattage, any fixture shape, any application",1233,"Light Emitting Diode (LED)",15,"Y"]
["LED1234-FIXT","LED Non-Int Ballast",null,1234,null,"Electronic","Non-Integral LED Fixture, 1234W total fixture wattage, any fixture shape, any application",1234,"Light Emitting Diode (LED)",15,"Y"]
["LED1235-FIXT","LED Non-Int Ballast",null,1235,null,"Electronic","Non-Integral LED Fixture, 1235W total fixture wattage, any fixture shape, any application",1235,"Light Emitting Diode (LED)",15,"Y"]
["LED1236-FIXT","LED Non-Int Ballast",null,1236,null,"Electronic","Non-Integral LED Fixture, 1236W total fixture wattage, any fixture shape, any application",1236,"Light Emitting Diode (LED)",15,"Y"]
["LED1237-FIXT","LED Non-Int Ballast",null,1237,null,"Electronic","Non-Integral LED Fixture, 1237W total fixture wattage, any fixture shape, any application",1237,"Light Emitting Diode (LED)",15,"Y"]
["LED1238-FIXT","LED Non-Int Ballast",null,1238,null,"Electronic","Non-Integral LED Fixture, 1238W total fixture wattage, any fixture shape, any application",1238,"Light Emitting Diode (LED)",15,"Y"]
["LED1239-FIXT","LED Non-Int Ballast",null,1239,null,"Electronic","Non-Integral LED Fixture, 1239W total fixture wattage, any fixture shape, any application",1239,"Light Emitting Diode (LED)",15,"Y"]
["LED1240-FIXT","LED Non-Int Ballast",null,1240,null,"Electronic","Non-Integral LED Fixture, 1240W total fixture wattage, any fixture shape, any application",1240,"Light Emitting Diode (LED)",15,"Y"]
["LED1241-FIXT","LED Non-Int Ballast",null,1241,null,"Electronic","Non-Integral LED Fixture, 1241W total fixture wattage, any fixture shape, any application",1241,"Light Emitting Diode (LED)",15,"Y"]
["LED1242-FIXT","LED Non-Int Ballast",null,1242,null,"Electronic","Non-Integral LED Fixture, 1242W total fixture wattage, any fixture shape, any application",1242,"Light Emitting Diode (LED)",15,"Y"]
["LED1243-FIXT","LED Non-Int Ballast",null,1243,null,"Electronic","Non-Integral LED Fixture, 1243W total fixture wattage, any fixture shape, any application",1243,"Light Emitting Diode (LED)",15,"Y"]
["LED1244-FIXT","LED Non-Int Ballast",null,1244,null,"Electronic","Non-Integral LED Fixture, 1244W total fixture wattage, any fixture shape, any application",1244,"Light Emitting Diode (LED)",15,"Y"]
["LED1245-FIXT","LED Non-Int Ballast",null,1245,null,"Electronic","Non-Integral LED Fixture, 1245W total fixture wattage, any fixture shape, any application",1245,"Light Emitting Diode (LED)",15,"Y"]
["LED1246-FIXT","LED Non-Int Ballast",null,1246,null,"Electronic","Non-Integral LED Fixture, 1246W total fixture wattage, any fixture shape, any application",1246,"Light Emitting Diode (LED)",15,"Y"]
["LED1247-FIXT","LED Non-Int Ballast",null,1247,null,"Electronic","Non-Integral LED Fixture, 1247W total fixture wattage, any fixture shape, any application",1247,"Light Emitting Diode (LED)",15,"Y"]
["LED1248-FIXT","LED Non-Int Ballast",null,1248,null,"Electronic","Non-Integral LED Fixture, 1248W total fixture wattage, any fixture shape, any application",1248,"Light Emitting Diode (LED)",15,"Y"]
["LED1249-FIXT","LED Non-Int Ballast",null,1249,null,"Electronic","Non-Integral LED Fixture, 1249W total fixture wattage, any fixture shape, any application",1249,"Light Emitting Diode (LED)",15,"Y"]
["LED1250-FIXT","LED Non-Int Ballast",null,1250,null,"Electronic","Non-Integral LED Fixture, 1250W total fixture wattage, any fixture shape, any application",1250,"Light Emitting Diode (LED)",15,"Y"]
["LED1251-FIXT","LED Non-Int Ballast",null,1251,null,"Electronic","Non-Integral LED Fixture, 1251W total fixture wattage, any fixture shape, any application",1251,"Light Emitting Diode (LED)",15,"Y"]
["LED1252-FIXT","LED Non-Int Ballast",null,1252,null,"Electronic","Non-Integral LED Fixture, 1252W total fixture wattage, any fixture shape, any application",1252,"Light Emitting Diode (LED)",15,"Y"]
["LED1253-FIXT","LED Non-Int Ballast",null,1253,null,"Electronic","Non-Integral LED Fixture, 1253W total fixture wattage, any fixture shape, any application",1253,"Light Emitting Diode (LED)",15,"Y"]
["LED1254-FIXT","LED Non-Int Ballast",null,1254,null,"Electronic","Non-Integral LED Fixture, 1254W total fixture wattage, any fixture shape, any application",1254,"Light Emitting Diode (LED)",15,"Y"]
["LED1255-FIXT","LED Non-Int Ballast",null,1255,null,"Electronic","Non-Integral LED Fixture, 1255W total fixture wattage, any fixture shape, any application",1255,"Light Emitting Diode (LED)",15,"Y"]
["LED1256-FIXT","LED Non-Int Ballast",null,1256,null,"Electronic","Non-Integral LED Fixture, 1256W total fixture wattage, any fixture shape, any application",1256,"Light Emitting Diode (LED)",15,"Y"]
["LED1257-FIXT","LED Non-Int Ballast",null,1257,null,"Electronic","Non-Integral LED Fixture, 1257W total fixture wattage, any fixture shape, any application",1257,"Light Emitting Diode (LED)",15,"Y"]
["LED1258-FIXT","LED Non-Int Ballast",null,1258,null,"Electronic","Non-Integral LED Fixture, 1258W total fixture wattage, any fixture shape, any application",1258,"Light Emitting Diode (LED)",15,"Y"]
["LED1259-FIXT","LED Non-Int Ballast",null,1259,null,"Electronic","Non-Integral LED Fixture, 1259W total fixture wattage, any fixture shape, any application",1259,"Light Emitting Diode (LED)",15,"Y"]
["LED1260-FIXT","LED Non-Int Ballast",null,1260,null,"Electronic","Non-Integral LED Fixture, 1260W total fixture wattage, any fixture shape, any application",1260,"Light Emitting Diode (LED)",15,"Y"]
["LED1261-FIXT","LED Non-Int Ballast",null,1261,null,"Electronic","Non-Integral LED Fixture, 1261W total fixture wattage, any fixture shape, any application",1261,"Light Emitting Diode (LED)",15,"Y"]
["LED1262-FIXT","LED Non-Int Ballast",null,1262,null,"Electronic","Non-Integral LED Fixture, 1262W total fixture wattage, any fixture shape, any application",1262,"Light Emitting Diode (LED)",15,"Y"]
["LED1263-FIXT","LED Non-Int Ballast",null,1263,null,"Electronic","Non-Integral LED Fixture, 1263W total fixture wattage, any fixture shape, any application",1263,"Light Emitting Diode (LED)",15,"Y"]
["LED1264-FIXT","LED Non-Int Ballast",null,1264,null,"Electronic","Non-Integral LED Fixture, 1264W total fixture wattage, any fixture shape, any application",1264,"Light Emitting Diode (LED)",15,"Y"]
["LED1265-FIXT","LED Non-Int Ballast",null,1265,null,"Electronic","Non-Integral LED Fixture, 1265W total fixture wattage, any fixture shape, any application",1265,"Light Emitting Diode (LED)",15,"Y"]
["LED1266-FIXT","LED Non-Int Ballast",null,1266,null,"Electronic","Non-Integral LED Fixture, 1266W total fixture wattage, any fixture shape, any application",1266,"Light Emitting Diode (LED)",15,"Y"]
["LED1267-FIXT","LED Non-Int Ballast",null,1267,null,"Electronic","Non-Integral LED Fixture, 1267W total fixture wattage, any fixture shape, any application",1267,"Light Emitting Diode (LED)",15,"Y"]
["LED1268-FIXT","LED Non-Int Ballast",null,1268,null,"Electronic","Non-Integral LED Fixture, 1268W total fixture wattage, any fixture shape, any application",1268,"Light Emitting Diode (LED)",15,"Y"]
["LED1269-FIXT","LED Non-Int Ballast",null,1269,null,"Electronic","Non-Integral LED Fixture, 1269W total fixture wattage, any fixture shape, any application",1269,"Light Emitting Diode (LED)",15,"Y"]
["LED1270-FIXT","LED Non-Int Ballast",null,1270,null,"Electronic","Non-Integral LED Fixture, 1270W total fixture wattage, any fixture shape, any application",1270,"Light Emitting Diode (LED)",15,"Y"]
["LED1271-FIXT","LED Non-Int Ballast",null,1271,null,"Electronic","Non-Integral LED Fixture, 1271W total fixture wattage, any fixture shape, any application",1271,"Light Emitting Diode (LED)",15,"Y"]
["LED1272-FIXT","LED Non-Int Ballast",null,1272,null,"Electronic","Non-Integral LED Fixture, 1272W total fixture wattage, any fixture shape, any application",1272,"Light Emitting Diode (LED)",15,"Y"]
["LED1273-FIXT","LED Non-Int Ballast",null,1273,null,"Electronic","Non-Integral LED Fixture, 1273W total fixture wattage, any fixture shape, any application",1273,"Light Emitting Diode (LED)",15,"Y"]
["LED1274-FIXT","LED Non-Int Ballast",null,1274,null,"Electronic","Non-Integral LED Fixture, 1274W total fixture wattage, any fixture shape, any application",1274,"Light Emitting Diode (LED)",15,"Y"]
["LED1275-FIXT","LED Non-Int Ballast",null,1275,null,"Electronic","Non-Integral LED Fixture, 1275W total fixture wattage, any fixture shape, any application",1275,"Light Emitting Diode (LED)",15,"Y"]
["LED1276-FIXT","LED Non-Int Ballast",null,1276,null,"Electronic","Non-Integral LED Fixture, 1276W total fixture wattage, any fixture shape, any application",1276,"Light Emitting Diode (LED)",15,"Y"]
["LED1277-FIXT","LED Non-Int Ballast",null,1277,null,"Electronic","Non-Integral LED Fixture, 1277W total fixture wattage, any fixture shape, any application",1277,"Light Emitting Diode (LED)",15,"Y"]
["LED1278-FIXT","LED Non-Int Ballast",null,1278,null,"Electronic","Non-Integral LED Fixture, 1278W total fixture wattage, any fixture shape, any application",1278,"Light Emitting Diode (LED)",15,"Y"]
["LED1279-FIXT","LED Non-Int Ballast",null,1279,null,"Electronic","Non-Integral LED Fixture, 1279W total fixture wattage, any fixture shape, any application",1279,"Light Emitting Diode (LED)",15,"Y"]
["LED1280-FIXT","LED Non-Int Ballast",null,1280,null,"Electronic","Non-Integral LED Fixture, 1280W total fixture wattage, any fixture shape, any application",1280,"Light Emitting Diode (LED)",15,"Y"]
["LED1281-FIXT","LED Non-Int Ballast",null,1281,null,"Electronic","Non-Integral LED Fixture, 1281W total fixture wattage, any fixture shape, any application",1281,"Light Emitting Diode (LED)",15,"Y"]
["LED1282-FIXT","LED Non-Int Ballast",null,1282,null,"Electronic","Non-Integral LED Fixture, 1282W total fixture wattage, any fixture shape, any application",1282,"Light Emitting Diode (LED)",15,"Y"]
["LED1283-FIXT","LED Non-Int Ballast",null,1283,null,"Electronic","Non-Integral LED Fixture, 1283W total fixture wattage, any fixture shape, any application",1283,"Light Emitting Diode (LED)",15,"Y"]
["LED1284-FIXT","LED Non-Int Ballast",null,1284,null,"Electronic","Non-Integral LED Fixture, 1284W total fixture wattage, any fixture shape, any application",1284,"Light Emitting Diode (LED)",15,"Y"]
["LED1285-FIXT","LED Non-Int Ballast",null,1285,null,"Electronic","Non-Integral LED Fixture, 1285W total fixture wattage, any fixture shape, any application",1285,"Light Emitting Diode (LED)",15,"Y"]
["LED1286-FIXT","LED Non-Int Ballast",null,1286,null,"Electronic","Non-Integral LED Fixture, 1286W total fixture wattage, any fixture shape, any application",1286,"Light Emitting Diode (LED)",15,"Y"]
["LED1287-FIXT","LED Non-Int Ballast",null,1287,null,"Electronic","Non-Integral LED Fixture, 1287W total fixture wattage, any fixture shape, any application",1287,"Light Emitting Diode (LED)",15,"Y"]
["LED1288-FIXT","LED Non-Int Ballast",null,1288,null,"Electronic","Non-Integral LED Fixture, 1288W total fixture wattage, any fixture shape, any application",1288,"Light Emitting Diode (LED)",15,"Y"]
["LED1289-FIXT","LED Non-Int Ballast",null,1289,null,"Electronic","Non-Integral LED Fixture, 1289W total fixture wattage, any fixture shape, any application",1289,"Light Emitting Diode (LED)",15,"Y"]
["LED1290-FIXT","LED Non-Int Ballast",null,1290,null,"Electronic","Non-Integral LED Fixture, 1290W total fixture wattage, any fixture shape, any application",1290,"Light Emitting Diode (LED)",15,"Y"]
["LED1291-FIXT","LED Non-Int Ballast",null,1291,null,"Electronic","Non-Integral LED Fixture, 1291W total fixture wattage, any fixture shape, any application",1291,"Light Emitting Diode (LED)",15,"Y"]
["LED1292-FIXT","LED Non-Int Ballast",null,1292,null,"Electronic","Non-Integral LED Fixture, 1292W total fixture wattage, any fixture shape, any application",1292,"Light Emitting Diode (LED)",15,"Y"]
["LED1293-FIXT","LED Non-Int Ballast",null,1293,null,"Electronic","Non-Integral LED Fixture, 1293W total fixture wattage, any fixture shape, any application",1293,"Light Emitting Diode (LED)",15,"Y"]
["LED1294-FIXT","LED Non-Int Ballast",null,1294,null,"Electronic","Non-Integral LED Fixture, 1294W total fixture wattage, any fixture shape, any application",1294,"Light Emitting Diode (LED)",15,"Y"]
["LED1295-FIXT","LED Non-Int Ballast",null,1295,null,"Electronic","Non-Integral LED Fixture, 1295W total fixture wattage, any fixture shape, any application",1295,"Light Emitting Diode (LED)",15,"Y"]
["LED1296-FIXT","LED Non-Int Ballast",null,1296,null,"Electronic","Non-Integral LED Fixture, 1296W total fixture wattage, any fixture shape, any application",1296,"Light Emitting Diode (LED)",15,"Y"]
["LED1297-FIXT","LED Non-Int Ballast",null,1297,null,"Electronic","Non-Integral LED Fixture, 1297W total fixture wattage, any fixture shape, any application",1297,"Light Emitting Diode (LED)",15,"Y"]
["LED1298-FIXT","LED Non-Int Ballast",null,1298,null,"Electronic","Non-Integral LED Fixture, 1298W total fixture wattage, any fixture shape, any application",1298,"Light Emitting Diode (LED)",15,"Y"]
["LED1299-FIXT","LED Non-Int Ballast",null,1299,null,"Electronic","Non-Integral LED Fixture, 1299W total fixture wattage, any fixture shape, any application",1299,"Light Emitting Diode (LED)",15,"Y"]
["LED1300-FIXT","LED Non-Int Ballast",null,1300,null,"Electronic","Non-Integral LED Fixture, 1300W total fixture wattage, any fixture shape, any application",1300,"Light Emitting Diode (LED)",15,"Y"]
["LED1301-FIXT","LED Non-Int Ballast",null,1301,null,"Electronic","Non-Integral LED Fixture, 1301W total fixture wattage, any fixture shape, any application",1301,"Light Emitting Diode (LED)",15,"Y"]
["LED1302-FIXT","LED Non-Int Ballast",null,1302,null,"Electronic","Non-Integral LED Fixture, 1302W total fixture wattage, any fixture shape, any application",1302,"Light Emitting Diode (LED)",15,"Y"]
["LED1303-FIXT","LED Non-Int Ballast",null,1303,null,"Electronic","Non-Integral LED Fixture, 1303W total fixture wattage, any fixture shape, any application",1303,"Light Emitting Diode (LED)",15,"Y"]
["LED1304-FIXT","LED Non-Int Ballast",null,1304,null,"Electronic","Non-Integral LED Fixture, 1304W total fixture wattage, any fixture shape, any application",1304,"Light Emitting Diode (LED)",15,"Y"]
["LED1305-FIXT","LED Non-Int Ballast",null,1305,null,"Electronic","Non-Integral LED Fixture, 1305W total fixture wattage, any fixture shape, any application",1305,"Light Emitting Diode (LED)",15,"Y"]
["LED1306-FIXT","LED Non-Int Ballast",null,1306,null,"Electronic","Non-Integral LED Fixture, 1306W total fixture wattage, any fixture shape, any application",1306,"Light Emitting Diode (LED)",15,"Y"]
["LED1307-FIXT","LED Non-Int Ballast",null,1307,null,"Electronic","Non-Integral LED Fixture, 1307W total fixture wattage, any fixture shape, any application",1307,"Light Emitting Diode (LED)",15,"Y"]
["LED1308-FIXT","LED Non-Int Ballast",null,1308,null,"Electronic","Non-Integral LED Fixture, 1308W total fixture wattage, any fixture shape, any application",1308,"Light Emitting Diode (LED)",15,"Y"]
["LED1309-FIXT","LED Non-Int Ballast",null,1309,null,"Electronic","Non-Integral LED Fixture, 1309W total fixture wattage, any fixture shape, any application",1309,"Light Emitting Diode (LED)",15,"Y"]
["LED1310-FIXT","LED Non-Int Ballast",null,1310,null,"Electronic","Non-Integral LED Fixture, 1310W total fixture wattage, any fixture shape, any application",1310,"Light Emitting Diode (LED)",15,"Y"]
["LED1311-FIXT","LED Non-Int Ballast",null,1311,null,"Electronic","Non-Integral LED Fixture, 1311W total fixture wattage, any fixture shape, any application",1311,"Light Emitting Diode (LED)",15,"Y"]
["LED1312-FIXT","LED Non-Int Ballast",null,1312,null,"Electronic","Non-Integral LED Fixture, 1312W total fixture wattage, any fixture shape, any application",1312,"Light Emitting Diode (LED)",15,"Y"]
["LED1313-FIXT","LED Non-Int Ballast",null,1313,null,"Electronic","Non-Integral LED Fixture, 1313W total fixture wattage, any fixture shape, any application",1313,"Light Emitting Diode (LED)",15,"Y"]
["LED1314-FIXT","LED Non-Int Ballast",null,1314,null,"Electronic","Non-Integral LED Fixture, 1314W total fixture wattage, any fixture shape, any application",1314,"Light Emitting Diode (LED)",15,"Y"]
["LED1315-FIXT","LED Non-Int Ballast",null,1315,null,"Electronic","Non-Integral LED Fixture, 1315W total fixture wattage, any fixture shape, any application",1315,"Light Emitting Diode (LED)",15,"Y"]
["LED1316-FIXT","LED Non-Int Ballast",null,1316,null,"Electronic","Non-Integral LED Fixture, 1316W total fixture wattage, any fixture shape, any application",1316,"Light Emitting Diode (LED)",15,"Y"]
["LED1317-FIXT","LED Non-Int Ballast",null,1317,null,"Electronic","Non-Integral LED Fixture, 1317W total fixture wattage, any fixture shape, any application",1317,"Light Emitting Diode (LED)",15,"Y"]
["LED1318-FIXT","LED Non-Int Ballast",null,1318,null,"Electronic","Non-Integral LED Fixture, 1318W total fixture wattage, any fixture shape, any application",1318,"Light Emitting Diode (LED)",15,"Y"]
["LED1319-FIXT","LED Non-Int Ballast",null,1319,null,"Electronic","Non-Integral LED Fixture, 1319W total fixture wattage, any fixture shape, any application",1319,"Light Emitting Diode (LED)",15,"Y"]
["LED1320-FIXT","LED Non-Int Ballast",null,1320,null,"Electronic","Non-Integral LED Fixture, 1320W total fixture wattage, any fixture shape, any application",1320,"Light Emitting Diode (LED)",15,"Y"]
["LED1321-FIXT","LED Non-Int Ballast",null,1321,null,"Electronic","Non-Integral LED Fixture, 1321W total fixture wattage, any fixture shape, any application",1321,"Light Emitting Diode (LED)",15,"Y"]
["LED1322-FIXT","LED Non-Int Ballast",null,1322,null,"Electronic","Non-Integral LED Fixture, 1322W total fixture wattage, any fixture shape, any application",1322,"Light Emitting Diode (LED)",15,"Y"]
["LED1323-FIXT","LED Non-Int Ballast",null,1323,null,"Electronic","Non-Integral LED Fixture, 1323W total fixture wattage, any fixture shape, any application",1323,"Light Emitting Diode (LED)",15,"Y"]
["LED1324-FIXT","LED Non-Int Ballast",null,1324,null,"Electronic","Non-Integral LED Fixture, 1324W total fixture wattage, any fixture shape, any application",1324,"Light Emitting Diode (LED)",15,"Y"]
["LED1325-FIXT","LED Non-Int Ballast",null,1325,null,"Electronic","Non-Integral LED Fixture, 1325W total fixture wattage, any fixture shape, any application",1325,"Light Emitting Diode (LED)",15,"Y"]
["LED1326-FIXT","LED Non-Int Ballast",null,1326,null,"Electronic","Non-Integral LED Fixture, 1326W total fixture wattage, any fixture shape, any application",1326,"Light Emitting Diode (LED)",15,"Y"]
["LED1327-FIXT","LED Non-Int Ballast",null,1327,null,"Electronic","Non-Integral LED Fixture, 1327W total fixture wattage, any fixture shape, any application",1327,"Light Emitting Diode (LED)",15,"Y"]
["LED1328-FIXT","LED Non-Int Ballast",null,1328,null,"Electronic","Non-Integral LED Fixture, 1328W total fixture wattage, any fixture shape, any application",1328,"Light Emitting Diode (LED)",15,"Y"]
["LED1329-FIXT","LED Non-Int Ballast",null,1329,null,"Electronic","Non-Integral LED Fixture, 1329W total fixture wattage, any fixture shape, any application",1329,"Light Emitting Diode (LED)",15,"Y"]
["LED1330-FIXT","LED Non-Int Ballast",null,1330,null,"Electronic","Non-Integral LED Fixture, 1330W total fixture wattage, any fixture shape, any application",1330,"Light Emitting Diode (LED)",15,"Y"]
["LED1331-FIXT","LED Non-Int Ballast",null,1331,null,"Electronic","Non-Integral LED Fixture, 1331W total fixture wattage, any fixture shape, any application",1331,"Light Emitting Diode (LED)",15,"Y"]
["LED1332-FIXT","LED Non-Int Ballast",null,1332,null,"Electronic","Non-Integral LED Fixture, 1332W total fixture wattage, any fixture shape, any application",1332,"Light Emitting Diode (LED)",15,"Y"]
["LED1333-FIXT","LED Non-Int Ballast",null,1333,null,"Electronic","Non-Integral LED Fixture, 1333W total fixture wattage, any fixture shape, any application",1333,"Light Emitting Diode (LED)",15,"Y"]
["LED1334-FIXT","LED Non-Int Ballast",null,1334,null,"Electronic","Non-Integral LED Fixture, 1334W total fixture wattage, any fixture shape, any application",1334,"Light Emitting Diode (LED)",15,"Y"]
["LED1335-FIXT","LED Non-Int Ballast",null,1335,null,"Electronic","Non-Integral LED Fixture, 1335W total fixture wattage, any fixture shape, any application",1335,"Light Emitting Diode (LED)",15,"Y"]
["LED1336-FIXT","LED Non-Int Ballast",null,1336,null,"Electronic","Non-Integral LED Fixture, 1336W total fixture wattage, any fixture shape, any application",1336,"Light Emitting Diode (LED)",15,"Y"]
["LED1337-FIXT","LED Non-Int Ballast",null,1337,null,"Electronic","Non-Integral LED Fixture, 1337W total fixture wattage, any fixture shape, any application",1337,"Light Emitting Diode (LED)",15,"Y"]
["LED1338-FIXT","LED Non-Int Ballast",null,1338,null,"Electronic","Non-Integral LED Fixture, 1338W total fixture wattage, any fixture shape, any application",1338,"Light Emitting Diode (LED)",15,"Y"]
["LED1339-FIXT","LED Non-Int Ballast",null,1339,null,"Electronic","Non-Integral LED Fixture, 1339W total fixture wattage, any fixture shape, any application",1339,"Light Emitting Diode (LED)",15,"Y"]
["LED1340-FIXT","LED Non-Int Ballast",null,1340,null,"Electronic","Non-Integral LED Fixture, 1340W total fixture wattage, any fixture shape, any application",1340,"Light Emitting Diode (LED)",15,"Y"]
["LED1341-FIXT","LED Non-Int Ballast",null,1341,null,"Electronic","Non-Integral LED Fixture, 1341W total fixture wattage, any fixture shape, any application",1341,"Light Emitting Diode (LED)",15,"Y"]
["LED1342-FIXT","LED Non-Int Ballast",null,1342,null,"Electronic","Non-Integral LED Fixture, 1342W total fixture wattage, any fixture shape, any application",1342,"Light Emitting Diode (LED)",15,"Y"]
["LED1343-FIXT","LED Non-Int Ballast",null,1343,null,"Electronic","Non-Integral LED Fixture, 1343W total fixture wattage, any fixture shape, any application",1343,"Light Emitting Diode (LED)",15,"Y"]
["LED1344-FIXT","LED Non-Int Ballast",null,1344,null,"Electronic","Non-Integral LED Fixture, 1344W total fixture wattage, any fixture shape, any application",1344,"Light Emitting Diode (LED)",15,"Y"]
["LED1345-FIXT","LED Non-Int Ballast",null,1345,null,"Electronic","Non-Integral LED Fixture, 1345W total fixture wattage, any fixture shape, any application",1345,"Light Emitting Diode (LED)",15,"Y"]
["LED1346-FIXT","LED Non-Int Ballast",null,1346,null,"Electronic","Non-Integral LED Fixture, 1346W total fixture wattage, any fixture shape, any application",1346,"Light Emitting Diode (LED)",15,"Y"]
["LED1347-FIXT","LED Non-Int Ballast",null,1347,null,"Electronic","Non-Integral LED Fixture, 1347W total fixture wattage, any fixture shape, any application",1347,"Light Emitting Diode (LED)",15,"Y"]
["LED1348-FIXT","LED Non-Int Ballast",null,1348,null,"Electronic","Non-Integral LED Fixture, 1348W total fixture wattage, any fixture shape, any application",1348,"Light Emitting Diode (LED)",15,"Y"]
["LED1349-FIXT","LED Non-Int Ballast",null,1349,null,"Electronic","Non-Integral LED Fixture, 1349W total fixture wattage, any fixture shape, any application",1349,"Light Emitting Diode (LED)",15,"Y"]
["LED1350-FIXT","LED Non-Int Ballast",null,1350,null,"Electronic","Non-Integral LED Fixture, 1350W total fixture wattage, any fixture shape, any application",1350,"Light Emitting Diode (LED)",15,"Y"]
["LED1351-FIXT","LED Non-Int Ballast",null,1351,null,"Electronic","Non-Integral LED Fixture, 1351W total fixture wattage, any fixture shape, any application",1351,"Light Emitting Diode (LED)",15,"Y"]
["LED1352-FIXT","LED Non-Int Ballast",null,1352,null,"Electronic","Non-Integral LED Fixture, 1352W total fixture wattage, any fixture shape, any application",1352,"Light Emitting Diode (LED)",15,"Y"]
["LED1353-FIXT","LED Non-Int Ballast",null,1353,null,"Electronic","Non-Integral LED Fixture, 1353W total fixture wattage, any fixture shape, any application",1353,"Light Emitting Diode (LED)",15,"Y"]
["LED1354-FIXT","LED Non-Int Ballast",null,1354,null,"Electronic","Non-Integral LED Fixture, 1354W total fixture wattage, any fixture shape, any application",1354,"Light Emitting Diode (LED)",15,"Y"]
["LED1355-FIXT","LED Non-Int Ballast",null,1355,null,"Electronic","Non-Integral LED Fixture, 1355W total fixture wattage, any fixture shape, any application",1355,"Light Emitting Diode (LED)",15,"Y"]
["LED1356-FIXT","LED Non-Int Ballast",null,1356,null,"Electronic","Non-Integral LED Fixture, 1356W total fixture wattage, any fixture shape, any application",1356,"Light Emitting Diode (LED)",15,"Y"]
["LED1357-FIXT","LED Non-Int Ballast",null,1357,null,"Electronic","Non-Integral LED Fixture, 1357W total fixture wattage, any fixture shape, any application",1357,"Light Emitting Diode (LED)",15,"Y"]
["LED1358-FIXT","LED Non-Int Ballast",null,1358,null,"Electronic","Non-Integral LED Fixture, 1358W total fixture wattage, any fixture shape, any application",1358,"Light Emitting Diode (LED)",15,"Y"]
["LED1359-FIXT","LED Non-Int Ballast",null,1359,null,"Electronic","Non-Integral LED Fixture, 1359W total fixture wattage, any fixture shape, any application",1359,"Light Emitting Diode (LED)",15,"Y"]
["LED1360-FIXT","LED Non-Int Ballast",null,1360,null,"Electronic","Non-Integral LED Fixture, 1360W total fixture wattage, any fixture shape, any application",1360,"Light Emitting Diode (LED)",15,"Y"]
["LED1361-FIXT","LED Non-Int Ballast",null,1361,null,"Electronic","Non-Integral LED Fixture, 1361W total fixture wattage, any fixture shape, any application",1361,"Light Emitting Diode (LED)",15,"Y"]
["LED1362-FIXT","LED Non-Int Ballast",null,1362,null,"Electronic","Non-Integral LED Fixture, 1362W total fixture wattage, any fixture shape, any application",1362,"Light Emitting Diode (LED)",15,"Y"]
["LED1363-FIXT","LED Non-Int Ballast",null,1363,null,"Electronic","Non-Integral LED Fixture, 1363W total fixture wattage, any fixture shape, any application",1363,"Light Emitting Diode (LED)",15,"Y"]
["LED1364-FIXT","LED Non-Int Ballast",null,1364,null,"Electronic","Non-Integral LED Fixture, 1364W total fixture wattage, any fixture shape, any application",1364,"Light Emitting Diode (LED)",15,"Y"]
["LED1365-FIXT","LED Non-Int Ballast",null,1365,null,"Electronic","Non-Integral LED Fixture, 1365W total fixture wattage, any fixture shape, any application",1365,"Light Emitting Diode (LED)",15,"Y"]
["LED1366-FIXT","LED Non-Int Ballast",null,1366,null,"Electronic","Non-Integral LED Fixture, 1366W total fixture wattage, any fixture shape, any application",1366,"Light Emitting Diode (LED)",15,"Y"]
["LED1367-FIXT","LED Non-Int Ballast",null,1367,null,"Electronic","Non-Integral LED Fixture, 1367W total fixture wattage, any fixture shape, any application",1367,"Light Emitting Diode (LED)",15,"Y"]
["LED1368-FIXT","LED Non-Int Ballast",null,1368,null,"Electronic","Non-Integral LED Fixture, 1368W total fixture wattage, any fixture shape, any application",1368,"Light Emitting Diode (LED)",15,"Y"]
["LED1369-FIXT","LED Non-Int Ballast",null,1369,null,"Electronic","Non-Integral LED Fixture, 1369W total fixture wattage, any fixture shape, any application",1369,"Light Emitting Diode (LED)",15,"Y"]
["LED1370-FIXT","LED Non-Int Ballast",null,1370,null,"Electronic","Non-Integral LED Fixture, 1370W total fixture wattage, any fixture shape, any application",1370,"Light Emitting Diode (LED)",15,"Y"]
["LED1371-FIXT","LED Non-Int Ballast",null,1371,null,"Electronic","Non-Integral LED Fixture, 1371W total fixture wattage, any fixture shape, any application",1371,"Light Emitting Diode (LED)",15,"Y"]
["LED1372-FIXT","LED Non-Int Ballast",null,1372,null,"Electronic","Non-Integral LED Fixture, 1372W total fixture wattage, any fixture shape, any application",1372,"Light Emitting Diode (LED)",15,"Y"]
["LED1373-FIXT","LED Non-Int Ballast",null,1373,null,"Electronic","Non-Integral LED Fixture, 1373W total fixture wattage, any fixture shape, any application",1373,"Light Emitting Diode (LED)",15,"Y"]
["LED1374-FIXT","LED Non-Int Ballast",null,1374,null,"Electronic","Non-Integral LED Fixture, 1374W total fixture wattage, any fixture shape, any application",1374,"Light Emitting Diode (LED)",15,"Y"]
["LED1375-FIXT","LED Non-Int Ballast",null,1375,null,"Electronic","Non-Integral LED Fixture, 1375W total fixture wattage, any fixture shape, any application",1375,"Light Emitting Diode (LED)",15,"Y"]
["LED1376-FIXT","LED Non-Int Ballast",null,1376,null,"Electronic","Non-Integral LED Fixture, 1376W total fixture wattage, any fixture shape, any application",1376,"Light Emitting Diode (LED)",15,"Y"]
["LED1377-FIXT","LED Non-Int Ballast",null,1377,null,"Electronic","Non-Integral LED Fixture, 1377W total fixture wattage, any fixture shape, any application",1377,"Light Emitting Diode (LED)",15,"Y"]
["LED1378-FIXT","LED Non-Int Ballast",null,1378,null,"Electronic","Non-Integral LED Fixture, 1378W total fixture wattage, any fixture shape, any application",1378,"Light Emitting Diode (LED)",15,"Y"]
["LED1379-FIXT","LED Non-Int Ballast",null,1379,null,"Electronic","Non-Integral LED Fixture, 1379W total fixture wattage, any fixture shape, any application",1379,"Light Emitting Diode (LED)",15,"Y"]
["LED1380-FIXT","LED Non-Int Ballast",null,1380,null,"Electronic","Non-Integral LED Fixture, 1380W total fixture wattage, any fixture shape, any application",1380,"Light Emitting Diode (LED)",15,"Y"]
["LED1381-FIXT","LED Non-Int Ballast",null,1381,null,"Electronic","Non-Integral LED Fixture, 1381W total fixture wattage, any fixture shape, any application",1381,"Light Emitting Diode (LED)",15,"Y"]
["LED1382-FIXT","LED Non-Int Ballast",null,1382,null,"Electronic","Non-Integral LED Fixture, 1382W total fixture wattage, any fixture shape, any application",1382,"Light Emitting Diode (LED)",15,"Y"]
["LED1383-FIXT","LED Non-Int Ballast",null,1383,null,"Electronic","Non-Integral LED Fixture, 1383W total fixture wattage, any fixture shape, any application",1383,"Light Emitting Diode (LED)",15,"Y"]
["LED1384-FIXT","LED Non-Int Ballast",null,1384,null,"Electronic","Non-Integral LED Fixture, 1384W total fixture wattage, any fixture shape, any application",1384,"Light Emitting Diode (LED)",15,"Y"]
["LED1385-FIXT","LED Non-Int Ballast",null,1385,null,"Electronic","Non-Integral LED Fixture, 1385W total fixture wattage, any fixture shape, any application",1385,"Light Emitting Diode (LED)",15,"Y"]
["LED1386-FIXT","LED Non-Int Ballast",null,1386,null,"Electronic","Non-Integral LED Fixture, 1386W total fixture wattage, any fixture shape, any application",1386,"Light Emitting Diode (LED)",15,"Y"]
["LED1387-FIXT","LED Non-Int Ballast",null,1387,null,"Electronic","Non-Integral LED Fixture, 1387W total fixture wattage, any fixture shape, any application",1387,"Light Emitting Diode (LED)",15,"Y"]
["LED1388-FIXT","LED Non-Int Ballast",null,1388,null,"Electronic","Non-Integral LED Fixture, 1388W total fixture wattage, any fixture shape, any application",1388,"Light Emitting Diode (LED)",15,"Y"]
["LED1389-FIXT","LED Non-Int Ballast",null,1389,null,"Electronic","Non-Integral LED Fixture, 1389W total fixture wattage, any fixture shape, any application",1389,"Light Emitting Diode (LED)",15,"Y"]
["LED1390-FIXT","LED Non-Int Ballast",null,1390,null,"Electronic","Non-Integral LED Fixture, 1390W total fixture wattage, any fixture shape, any application",1390,"Light Emitting Diode (LED)",15,"Y"]
["LED1391-FIXT","LED Non-Int Ballast",null,1391,null,"Electronic","Non-Integral LED Fixture, 1391W total fixture wattage, any fixture shape, any application",1391,"Light Emitting Diode (LED)",15,"Y"]
["LED1392-FIXT","LED Non-Int Ballast",null,1392,null,"Electronic","Non-Integral LED Fixture, 1392W total fixture wattage, any fixture shape, any application",1392,"Light Emitting Diode (LED)",15,"Y"]
["LED1393-FIXT","LED Non-Int Ballast",null,1393,null,"Electronic","Non-Integral LED Fixture, 1393W total fixture wattage, any fixture shape, any application",1393,"Light Emitting Diode (LED)",15,"Y"]
["LED1394-FIXT","LED Non-Int Ballast",null,1394,null,"Electronic","Non-Integral LED Fixture, 1394W total fixture wattage, any fixture shape, any application",1394,"Light Emitting Diode (LED)",15,"Y"]
["LED1395-FIXT","LED Non-Int Ballast",null,1395,null,"Electronic","Non-Integral LED Fixture, 1395W total fixture wattage, any fixture shape, any application",1395,"Light Emitting Diode (LED)",15,"Y"]
["LED1396-FIXT","LED Non-Int Ballast",null,1396,null,"Electronic","Non-Integral LED Fixture, 1396W total fixture wattage, any fixture shape, any application",1396,"Light Emitting Diode (LED)",15,"Y"]
["LED1397-FIXT","LED Non-Int Ballast",null,1397,null,"Electronic","Non-Integral LED Fixture, 1397W total fixture wattage, any fixture shape, any application",1397,"Light Emitting Diode (LED)",15,"Y"]
["LED1398-FIXT","LED Non-Int Ballast",null,1398,null,"Electronic","Non-Integral LED Fixture, 1398W total fixture wattage, any fixture shape, any application",1398,"Light Emitting Diode (LED)",15,"Y"]
["LED1399-FIXT","LED Non-Int Ballast",null,1399,null,"Electronic","Non-Integral LED Fixture, 1399W total fixture wattage, any fixture shape, any application",1399,"Light Emitting Diode (LED)",15,"Y"]
["LED1400-FIXT","LED Non-Int Ballast",null,1400,null,"Electronic","Non-Integral LED Fixture, 1400W total fixture wattage, any fixture shape, any application",1400,"Light Emitting Diode (LED)",15,"Y"]
["LED1401-FIXT","LED Non-Int Ballast",null,1401,null,"Electronic","Non-Integral LED Fixture, 1401W total fixture wattage, any fixture shape, any application",1401,"Light Emitting Diode (LED)",15,"Y"]
["LED1402-FIXT","LED Non-Int Ballast",null,1402,null,"Electronic","Non-Integral LED Fixture, 1402W total fixture wattage, any fixture shape, any application",1402,"Light Emitting Diode (LED)",15,"Y"]
["LED1403-FIXT","LED Non-Int Ballast",null,1403,null,"Electronic","Non-Integral LED Fixture, 1403W total fixture wattage, any fixture shape, any application",1403,"Light Emitting Diode (LED)",15,"Y"]
["LED1404-FIXT","LED Non-Int Ballast",null,1404,null,"Electronic","Non-Integral LED Fixture, 1404W total fixture wattage, any fixture shape, any application",1404,"Light Emitting Diode (LED)",15,"Y"]
["LED1405-FIXT","LED Non-Int Ballast",null,1405,null,"Electronic","Non-Integral LED Fixture, 1405W total fixture wattage, any fixture shape, any application",1405,"Light Emitting Diode (LED)",15,"Y"]
["LED1406-FIXT","LED Non-Int Ballast",null,1406,null,"Electronic","Non-Integral LED Fixture, 1406W total fixture wattage, any fixture shape, any application",1406,"Light Emitting Diode (LED)",15,"Y"]
["LED1407-FIXT","LED Non-Int Ballast",null,1407,null,"Electronic","Non-Integral LED Fixture, 1407W total fixture wattage, any fixture shape, any application",1407,"Light Emitting Diode (LED)",15,"Y"]
["LED1408-FIXT","LED Non-Int Ballast",null,1408,null,"Electronic","Non-Integral LED Fixture, 1408W total fixture wattage, any fixture shape, any application",1408,"Light Emitting Diode (LED)",15,"Y"]
["LED1409-FIXT","LED Non-Int Ballast",null,1409,null,"Electronic","Non-Integral LED Fixture, 1409W total fixture wattage, any fixture shape, any application",1409,"Light Emitting Diode (LED)",15,"Y"]
["LED1410-FIXT","LED Non-Int Ballast",null,1410,null,"Electronic","Non-Integral LED Fixture, 1410W total fixture wattage, any fixture shape, any application",1410,"Light Emitting Diode (LED)",15,"Y"]
["LED1411-FIXT","LED Non-Int Ballast",null,1411,null,"Electronic","Non-Integral LED Fixture, 1411W total fixture wattage, any fixture shape, any application",1411,"Light Emitting Diode (LED)",15,"Y"]
["LED1412-FIXT","LED Non-Int Ballast",null,1412,null,"Electronic","Non-Integral LED Fixture, 1412W total fixture wattage, any fixture shape, any application",1412,"Light Emitting Diode (LED)",15,"Y"]
["LED1413-FIXT","LED Non-Int Ballast",null,1413,null,"Electronic","Non-Integral LED Fixture, 1413W total fixture wattage, any fixture shape, any application",1413,"Light Emitting Diode (LED)",15,"Y"]
["LED1414-FIXT","LED Non-Int Ballast",null,1414,null,"Electronic","Non-Integral LED Fixture, 1414W total fixture wattage, any fixture shape, any application",1414,"Light Emitting Diode (LED)",15,"Y"]
["LED1415-FIXT","LED Non-Int Ballast",null,1415,null,"Electronic","Non-Integral LED Fixture, 1415W total fixture wattage, any fixture shape, any application",1415,"Light Emitting Diode (LED)",15,"Y"]
["LED1416-FIXT","LED Non-Int Ballast",null,1416,null,"Electronic","Non-Integral LED Fixture, 1416W total fixture wattage, any fixture shape, any application",1416,"Light Emitting Diode (LED)",15,"Y"]
["LED1417-FIXT","LED Non-Int Ballast",null,1417,null,"Electronic","Non-Integral LED Fixture, 1417W total fixture wattage, any fixture shape, any application",1417,"Light Emitting Diode (LED)",15,"Y"]
["LED1418-FIXT","LED Non-Int Ballast",null,1418,null,"Electronic","Non-Integral LED Fixture, 1418W total fixture wattage, any fixture shape, any application",1418,"Light Emitting Diode (LED)",15,"Y"]
["LED1419-FIXT","LED Non-Int Ballast",null,1419,null,"Electronic","Non-Integral LED Fixture, 1419W total fixture wattage, any fixture shape, any application",1419,"Light Emitting Diode (LED)",15,"Y"]
["LED1420-FIXT","LED Non-Int Ballast",null,1420,null,"Electronic","Non-Integral LED Fixture, 1420W total fixture wattage, any fixture shape, any application",1420,"Light Emitting Diode (LED)",15,"Y"]
["LED1421-FIXT","LED Non-Int Ballast",null,1421,null,"Electronic","Non-Integral LED Fixture, 1421W total fixture wattage, any fixture shape, any application",1421,"Light Emitting Diode (LED)",15,"Y"]
["LED1422-FIXT","LED Non-Int Ballast",null,1422,null,"Electronic","Non-Integral LED Fixture, 1422W total fixture wattage, any fixture shape, any application",1422,"Light Emitting Diode (LED)",15,"Y"]
["LED1423-FIXT","LED Non-Int Ballast",null,1423,null,"Electronic","Non-Integral LED Fixture, 1423W total fixture wattage, any fixture shape, any application",1423,"Light Emitting Diode (LED)",15,"Y"]
["LED1424-FIXT","LED Non-Int Ballast",null,1424,null,"Electronic","Non-Integral LED Fixture, 1424W total fixture wattage, any fixture shape, any application",1424,"Light Emitting Diode (LED)",15,"Y"]
["LED1425-FIXT","LED Non-Int Ballast",null,1425,null,"Electronic","Non-Integral LED Fixture, 1425W total fixture wattage, any fixture shape, any application",1425,"Light Emitting Diode (LED)",15,"Y"]
["LED1426-FIXT","LED Non-Int Ballast",null,1426,null,"Electronic","Non-Integral LED Fixture, 1426W total fixture wattage, any fixture shape, any application",1426,"Light Emitting Diode (LED)",15,"Y"]
["LED1427-FIXT","LED Non-Int Ballast",null,1427,null,"Electronic","Non-Integral LED Fixture, 1427W total fixture wattage, any fixture shape, any application",1427,"Light Emitting Diode (LED)",15,"Y"]
["LED1428-FIXT","LED Non-Int Ballast",null,1428,null,"Electronic","Non-Integral LED Fixture, 1428W total fixture wattage, any fixture shape, any application",1428,"Light Emitting Diode (LED)",15,"Y"]
["LED1429-FIXT","LED Non-Int Ballast",null,1429,null,"Electronic","Non-Integral LED Fixture, 1429W total fixture wattage, any fixture shape, any application",1429,"Light Emitting Diode (LED)",15,"Y"]
["LED1430-FIXT","LED Non-Int Ballast",null,1430,null,"Electronic","Non-Integral LED Fixture, 1430W total fixture wattage, any fixture shape, any application",1430,"Light Emitting Diode (LED)",15,"Y"]
["LED1431-FIXT","LED Non-Int Ballast",null,1431,null,"Electronic","Non-Integral LED Fixture, 1431W total fixture wattage, any fixture shape, any application",1431,"Light Emitting Diode (LED)",15,"Y"]
["LED1432-FIXT","LED Non-Int Ballast",null,1432,null,"Electronic","Non-Integral LED Fixture, 1432W total fixture wattage, any fixture shape, any application",1432,"Light Emitting Diode (LED)",15,"Y"]
["LED1433-FIXT","LED Non-Int Ballast",null,1433,null,"Electronic","Non-Integral LED Fixture, 1433W total fixture wattage, any fixture shape, any application",1433,"Light Emitting Diode (LED)",15,"Y"]
["LED1434-FIXT","LED Non-Int Ballast",null,1434,null,"Electronic","Non-Integral LED Fixture, 1434W total fixture wattage, any fixture shape, any application",1434,"Light Emitting Diode (LED)",15,"Y"]
["LED1435-FIXT","LED Non-Int Ballast",null,1435,null,"Electronic","Non-Integral LED Fixture, 1435W total fixture wattage, any fixture shape, any application",1435,"Light Emitting Diode (LED)",15,"Y"]
["LED1436-FIXT","LED Non-Int Ballast",null,1436,null,"Electronic","Non-Integral LED Fixture, 1436W total fixture wattage, any fixture shape, any application",1436,"Light Emitting Diode (LED)",15,"Y"]
["LED1437-FIXT","LED Non-Int Ballast",null,1437,null,"Electronic","Non-Integral LED Fixture, 1437W total fixture wattage, any fixture shape, any application",1437,"Light Emitting Diode (LED)",15,"Y"]
["LED1438-FIXT","LED Non-Int Ballast",null,1438,null,"Electronic","Non-Integral LED Fixture, 1438W total fixture wattage, any fixture shape, any application",1438,"Light Emitting Diode (LED)",15,"Y"]
["LED1439-FIXT","LED Non-Int Ballast",null,1439,null,"Electronic","Non-Integral LED Fixture, 1439W total fixture wattage, any fixture shape, any application",1439,"Light Emitting Diode (LED)",15,"Y"]
["LED1440-FIXT","LED Non-Int Ballast",null,1440,null,"Electronic","Non-Integral LED Fixture, 1440W total fixture wattage, any fixture shape, any application",1440,"Light Emitting Diode (LED)",15,"Y"]
["LED1441-FIXT","LED Non-Int Ballast",null,1441,null,"Electronic","Non-Integral LED Fixture, 1441W total fixture wattage, any fixture shape, any application",1441,"Light Emitting Diode (LED)",15,"Y"]
["LED1442-FIXT","LED Non-Int Ballast",null,1442,null,"Electronic","Non-Integral LED Fixture, 1442W total fixture wattage, any fixture shape, any application",1442,"Light Emitting Diode (LED)",15,"Y"]
["LED1443-FIXT","LED Non-Int Ballast",null,1443,null,"Electronic","Non-Integral LED Fixture, 1443W total fixture wattage, any fixture shape, any application",1443,"Light Emitting Diode (LED)",15,"Y"]
["LED1444-FIXT","LED Non-Int Ballast",null,1444,null,"Electronic","Non-Integral LED Fixture, 1444W total fixture wattage, any fixture shape, any application",1444,"Light Emitting Diode (LED)",15,"Y"]
["LED1445-FIXT","LED Non-Int Ballast",null,1445,null,"Electronic","Non-Integral LED Fixture, 1445W total fixture wattage, any fixture shape, any application",1445,"Light Emitting Diode (LED)",15,"Y"]
["LED1446-FIXT","LED Non-Int Ballast",null,1446,null,"Electronic","Non-Integral LED Fixture, 1446W total fixture wattage, any fixture shape, any application",1446,"Light Emitting Diode (LED)",15,"Y"]
["LED1447-FIXT","LED Non-Int Ballast",null,1447,null,"Electronic","Non-Integral LED Fixture, 1447W total fixture wattage, any fixture shape, any application",1447,"Light Emitting Diode (LED)",15,"Y"]
["LED1448-FIXT","LED Non-Int Ballast",null,1448,null,"Electronic","Non-Integral LED Fixture, 1448W total fixture wattage, any fixture shape, any application",1448,"Light Emitting Diode (LED)",15,"Y"]
["LED1449-FIXT","LED Non-Int Ballast",null,1449,null,"Electronic","Non-Integral LED Fixture, 1449W total fixture wattage, any fixture shape, any application",1449,"Light Emitting Diode (LED)",15,"Y"]
["LED1450-FIXT","LED Non-Int Ballast",null,1450,null,"Electronic","Non-Integral LED Fixture, 1450W total fixture wattage, any fixture shape, any application",1450,"Light Emitting Diode (LED)",15,"Y"]
["LED1451-FIXT","LED Non-Int Ballast",null,1451,null,"Electronic","Non-Integral LED Fixture, 1451W total fixture wattage, any fixture shape, any application",1451,"Light Emitting Diode (LED)",15,"Y"]
["LED1452-FIXT","LED Non-Int Ballast",null,1452,null,"Electronic","Non-Integral LED Fixture, 1452W total fixture wattage, any fixture shape, any application",1452,"Light Emitting Diode (LED)",15,"Y"]
["LED1453-FIXT","LED Non-Int Ballast",null,1453,null,"Electronic","Non-Integral LED Fixture, 1453W total fixture wattage, any fixture shape, any application",1453,"Light Emitting Diode (LED)",15,"Y"]
["LED1454-FIXT","LED Non-Int Ballast",null,1454,null,"Electronic","Non-Integral LED Fixture, 1454W total fixture wattage, any fixture shape, any application",1454,"Light Emitting Diode (LED)",15,"Y"]
["LED1455-FIXT","LED Non-Int Ballast",null,1455,null,"Electronic","Non-Integral LED Fixture, 1455W total fixture wattage, any fixture shape, any application",1455,"Light Emitting Diode (LED)",15,"Y"]
["LED1456-FIXT","LED Non-Int Ballast",null,1456,null,"Electronic","Non-Integral LED Fixture, 1456W total fixture wattage, any fixture shape, any application",1456,"Light Emitting Diode (LED)",15,"Y"]
["LED1457-FIXT","LED Non-Int Ballast",null,1457,null,"Electronic","Non-Integral LED Fixture, 1457W total fixture wattage, any fixture shape, any application",1457,"Light Emitting Diode (LED)",15,"Y"]
["LED1458-FIXT","LED Non-Int Ballast",null,1458,null,"Electronic","Non-Integral LED Fixture, 1458W total fixture wattage, any fixture shape, any application",1458,"Light Emitting Diode (LED)",15,"Y"]
["LED1459-FIXT","LED Non-Int Ballast",null,1459,null,"Electronic","Non-Integral LED Fixture, 1459W total fixture wattage, any fixture shape, any application",1459,"Light Emitting Diode (LED)",15,"Y"]
["LED1460-FIXT","LED Non-Int Ballast",null,1460,null,"Electronic","Non-Integral LED Fixture, 1460W total fixture wattage, any fixture shape, any application",1460,"Light Emitting Diode (LED)",15,"Y"]
["LED1461-FIXT","LED Non-Int Ballast",null,1461,null,"Electronic","Non-Integral LED Fixture, 1461W total fixture wattage, any fixture shape, any application",1461,"Light Emitting Diode (LED)",15,"Y"]
["LED1462-FIXT","LED Non-Int Ballast",null,1462,null,"Electronic","Non-Integral LED Fixture, 1462W total fixture wattage, any fixture shape, any application",1462,"Light Emitting Diode (LED)",15,"Y"]
["LED1463-FIXT","LED Non-Int Ballast",null,1463,null,"Electronic","Non-Integral LED Fixture, 1463W total fixture wattage, any fixture shape, any application",1463,"Light Emitting Diode (LED)",15,"Y"]
["LED1464-FIXT","LED Non-Int Ballast",null,1464,null,"Electronic","Non-Integral LED Fixture, 1464W total fixture wattage, any fixture shape, any application",1464,"Light Emitting Diode (LED)",15,"Y"]
["LED1465-FIXT","LED Non-Int Ballast",null,1465,null,"Electronic","Non-Integral LED Fixture, 1465W total fixture wattage, any fixture shape, any application",1465,"Light Emitting Diode (LED)",15,"Y"]
["LED1466-FIXT","LED Non-Int Ballast",null,1466,null,"Electronic","Non-Integral LED Fixture, 1466W total fixture wattage, any fixture shape, any application",1466,"Light Emitting Diode (LED)",15,"Y"]
["LED1467-FIXT","LED Non-Int Ballast",null,1467,null,"Electronic","Non-Integral LED Fixture, 1467W total fixture wattage, any fixture shape, any application",1467,"Light Emitting Diode (LED)",15,"Y"]
["LED1468-FIXT","LED Non-Int Ballast",null,1468,null,"Electronic","Non-Integral LED Fixture, 1468W total fixture wattage, any fixture shape, any application",1468,"Light Emitting Diode (LED)",15,"Y"]
["LED1469-FIXT","LED Non-Int Ballast",null,1469,null,"Electronic","Non-Integral LED Fixture, 1469W total fixture wattage, any fixture shape, any application",1469,"Light Emitting Diode (LED)",15,"Y"]
["LED1470-FIXT","LED Non-Int Ballast",null,1470,null,"Electronic","Non-Integral LED Fixture, 1470W total fixture wattage, any fixture shape, any application",1470,"Light Emitting Diode (LED)",15,"Y"]
["LED1471-FIXT","LED Non-Int Ballast",null,1471,null,"Electronic","Non-Integral LED Fixture, 1471W total fixture wattage, any fixture shape, any application",1471,"Light Emitting Diode (LED)",15,"Y"]
["LED1472-FIXT","LED Non-Int Ballast",null,1472,null,"Electronic","Non-Integral LED Fixture, 1472W total fixture wattage, any fixture shape, any application",1472,"Light Emitting Diode (LED)",15,"Y"]
["LED1473-FIXT","LED Non-Int Ballast",null,1473,null,"Electronic","Non-Integral LED Fixture, 1473W total fixture wattage, any fixture shape, any application",1473,"Light Emitting Diode (LED)",15,"Y"]
["LED1474-FIXT","LED Non-Int Ballast",null,1474,null,"Electronic","Non-Integral LED Fixture, 1474W total fixture wattage, any fixture shape, any application",1474,"Light Emitting Diode (LED)",15,"Y"]
["LED1475-FIXT","LED Non-Int Ballast",null,1475,null,"Electronic","Non-Integral LED Fixture, 1475W total fixture wattage, any fixture shape, any application",1475,"Light Emitting Diode (LED)",15,"Y"]
["LED1476-FIXT","LED Non-Int Ballast",null,1476,null,"Electronic","Non-Integral LED Fixture, 1476W total fixture wattage, any fixture shape, any application",1476,"Light Emitting Diode (LED)",15,"Y"]
["LED1477-FIXT","LED Non-Int Ballast",null,1477,null,"Electronic","Non-Integral LED Fixture, 1477W total fixture wattage, any fixture shape, any application",1477,"Light Emitting Diode (LED)",15,"Y"]
["LED1478-FIXT","LED Non-Int Ballast",null,1478,null,"Electronic","Non-Integral LED Fixture, 1478W total fixture wattage, any fixture shape, any application",1478,"Light Emitting Diode (LED)",15,"Y"]
["LED1479-FIXT","LED Non-Int Ballast",null,1479,null,"Electronic","Non-Integral LED Fixture, 1479W total fixture wattage, any fixture shape, any application",1479,"Light Emitting Diode (LED)",15,"Y"]
["LED1480-FIXT","LED Non-Int Ballast",null,1480,null,"Electronic","Non-Integral LED Fixture, 1480W total fixture wattage, any fixture shape, any application",1480,"Light Emitting Diode (LED)",15,"Y"]
["LED1481-FIXT","LED Non-Int Ballast",null,1481,null,"Electronic","Non-Integral LED Fixture, 1481W total fixture wattage, any fixture shape, any application",1481,"Light Emitting Diode (LED)",15,"Y"]
["LED1482-FIXT","LED Non-Int Ballast",null,1482,null,"Electronic","Non-Integral LED Fixture, 1482W total fixture wattage, any fixture shape, any application",1482,"Light Emitting Diode (LED)",15,"Y"]
["LED1483-FIXT","LED Non-Int Ballast",null,1483,null,"Electronic","Non-Integral LED Fixture, 1483W total fixture wattage, any fixture shape, any application",1483,"Light Emitting Diode (LED)",15,"Y"]
["LED1484-FIXT","LED Non-Int Ballast",null,1484,null,"Electronic","Non-Integral LED Fixture, 1484W total fixture wattage, any fixture shape, any application",1484,"Light Emitting Diode (LED)",15,"Y"]
["LED1485-FIXT","LED Non-Int Ballast",null,1485,null,"Electronic","Non-Integral LED Fixture, 1485W total fixture wattage, any fixture shape, any application",1485,"Light Emitting Diode (LED)",15,"Y"]
["LED1486-FIXT","LED Non-Int Ballast",null,1486,null,"Electronic","Non-Integral LED Fixture, 1486W total fixture wattage, any fixture shape, any application",1486,"Light Emitting Diode (LED)",15,"Y"]
["LED1487-FIXT","LED Non-Int Ballast",null,1487,null,"Electronic","Non-Integral LED Fixture, 1487W total fixture wattage, any fixture shape, any application",1487,"Light Emitting Diode (LED)",15,"Y"]
["LED1488-FIXT","LED Non-Int Ballast",null,1488,null,"Electronic","Non-Integral LED Fixture, 1488W total fixture wattage, any fixture shape, any application",1488,"Light Emitting Diode (LED)",15,"Y"]
["LED1489-FIXT","LED Non-Int Ballast",null,1489,null,"Electronic","Non-Integral LED Fixture, 1489W total fixture wattage, any fixture shape, any application",1489,"Light Emitting Diode (LED)",15,"Y"]
["LED1490-FIXT","LED Non-Int Ballast",null,1490,null,"Electronic","Non-Integral LED Fixture, 1490W total fixture wattage, any fixture shape, any application",1490,"Light Emitting Diode (LED)",15,"Y"]
["LED1491-FIXT","LED Non-Int Ballast",null,1491,null,"Electronic","Non-Integral LED Fixture, 1491W total fixture wattage, any fixture shape, any application",1491,"Light Emitting Diode (LED)",15,"Y"]
["LED1492-FIXT","LED Non-Int Ballast",null,1492,null,"Electronic","Non-Integral LED Fixture, 1492W total fixture wattage, any fixture shape, any application",1492,"Light Emitting Diode (LED)",15,"Y"]
["LED1493-FIXT","LED Non-Int Ballast",null,1493,null,"Electronic","Non-Integral LED Fixture, 1493W total fixture wattage, any fixture shape, any application",1493,"Light Emitting Diode (LED)",15,"Y"]
["LED1494-FIXT","LED Non-Int Ballast",null,1494,null,"Electronic","Non-Integral LED Fixture, 1494W total fixture wattage, any fixture shape, any application",1494,"Light Emitting Diode (LED)",15,"Y"]
["LED1495-FIXT","LED Non-Int Ballast",null,1495,null,"Electronic","Non-Integral LED Fixture, 1495W total fixture wattage, any fixture shape, any application",1495,"Light Emitting Diode (LED)",15,"Y"]
["LED1496-FIXT","LED Non-Int Ballast",null,1496,null,"Electronic","Non-Integral LED Fixture, 1496W total fixture wattage, any fixture shape, any application",1496,"Light Emitting Diode (LED)",15,"Y"]
["LED1497-FIXT","LED Non-Int Ballast",null,1497,null,"Electronic","Non-Integral LED Fixture, 1497W total fixture wattage, any fixture shape, any application",1497,"Light Emitting Diode (LED)",15,"Y"]
["LED1498-FIXT","LED Non-Int Ballast",null,1498,null,"Electronic","Non-Integral LED Fixture, 1498W total fixture wattage, any fixture shape, any application",1498,"Light Emitting Diode (LED)",15,"Y"]
["LED1499-FIXT","LED Non-Int Ballast",null,1499,null,"Electronic","Non-Integral LED Fixture, 1499W total fixture wattage, any fixture shape, any application",1499,"Light Emitting Diode (LED)",15,"Y"]
["LED1500-FIXT","LED Non-Int Ballast",null,1500,null,"Electronic","Non-Integral LED Fixture, 1500W total fixture wattage, any fixture shape, any application",1500,"Light Emitting Diode (LED)",15,"Y"]
["LED1501-FIXT","LED Non-Int Ballast",null,1501,null,"Electronic","Non-Integral LED Fixture, 1501W total fixture wattage, any fixture shape, any application",1501,"Light Emitting Diode (LED)",15,"Y"]
["LED1502-FIXT","LED Non-Int Ballast",null,1502,null,"Electronic","Non-Integral LED Fixture, 1502W total fixture wattage, any fixture shape, any application",1502,"Light Emitting Diode (LED)",15,"Y"]
["LED1503-FIXT","LED Non-Int Ballast",null,1503,null,"Electronic","Non-Integral LED Fixture, 1503W total fixture wattage, any fixture shape, any application",1503,"Light Emitting Diode (LED)",15,"Y"]
["LED1504-FIXT","LED Non-Int Ballast",null,1504,null,"Electronic","Non-Integral LED Fixture, 1504W total fixture wattage, any fixture shape, any application",1504,"Light Emitting Diode (LED)",15,"Y"]
["LED1505-FIXT","LED Non-Int Ballast",null,1505,null,"Electronic","Non-Integral LED Fixture, 1505W total fixture wattage, any fixture shape, any application",1505,"Light Emitting Diode (LED)",15,"Y"]
["LED1506-FIXT","LED Non-Int Ballast",null,1506,null,"Electronic","Non-Integral LED Fixture, 1506W total fixture wattage, any fixture shape, any application",1506,"Light Emitting Diode (LED)",15,"Y"]
["LED1507-FIXT","LED Non-Int Ballast",null,1507,null,"Electronic","Non-Integral LED Fixture, 1507W total fixture wattage, any fixture shape, any application",1507,"Light Emitting Diode (LED)",15,"Y"]
["LED1508-FIXT","LED Non-Int Ballast",null,1508,null,"Electronic","Non-Integral LED Fixture, 1508W total fixture wattage, any fixture shape, any application",1508,"Light Emitting Diode (LED)",15,"Y"]
["LED1509-FIXT","LED Non-Int Ballast",null,1509,null,"Electronic","Non-Integral LED Fixture, 1509W total fixture wattage, any fixture shape, any application",1509,"Light Emitting Diode (LED)",15,"Y"]
["LED1510-FIXT","LED Non-Int Ballast",null,1510,null,"Electronic","Non-Integral LED Fixture, 1510W total fixture wattage, any fixture shape, any application",1510,"Light Emitting Diode (LED)",15,"Y"]
["LED1511-FIXT","LED Non-Int Ballast",null,1511,null,"Electronic","Non-Integral LED Fixture, 1511W total fixture wattage, any fixture shape, any application",1511,"Light Emitting Diode (LED)",15,"Y"]
["LED1512-FIXT","LED Non-Int Ballast",null,1512,null,"Electronic","Non-Integral LED Fixture, 1512W total fixture wattage, any fixture shape, any application",1512,"Light Emitting Diode (LED)",15,"Y"]
["LED1513-FIXT","LED Non-Int Ballast",null,1513,null,"Electronic","Non-Integral LED Fixture, 1513W total fixture wattage, any fixture shape, any application",1513,"Light Emitting Diode (LED)",15,"Y"]
["LED1514-FIXT","LED Non-Int Ballast",null,1514,null,"Electronic","Non-Integral LED Fixture, 1514W total fixture wattage, any fixture shape, any application",1514,"Light Emitting Diode (LED)",15,"Y"]
["LED1515-FIXT","LED Non-Int Ballast",null,1515,null,"Electronic","Non-Integral LED Fixture, 1515W total fixture wattage, any fixture shape, any application",1515,"Light Emitting Diode (LED)",15,"Y"]
["LED1516-FIXT","LED Non-Int Ballast",null,1516,null,"Electronic","Non-Integral LED Fixture, 1516W total fixture wattage, any fixture shape, any application",1516,"Light Emitting Diode (LED)",15,"Y"]
["LED1517-FIXT","LED Non-Int Ballast",null,1517,null,"Electronic","Non-Integral LED Fixture, 1517W total fixture wattage, any fixture shape, any application",1517,"Light Emitting Diode (LED)",15,"Y"]
["LED1518-FIXT","LED Non-Int Ballast",null,1518,null,"Electronic","Non-Integral LED Fixture, 1518W total fixture wattage, any fixture shape, any application",1518,"Light Emitting Diode (LED)",15,"Y"]
["LED1519-FIXT","LED Non-Int Ballast",null,1519,null,"Electronic","Non-Integral LED Fixture, 1519W total fixture wattage, any fixture shape, any application",1519,"Light Emitting Diode (LED)",15,"Y"]
["LED1520-FIXT","LED Non-Int Ballast",null,1520,null,"Electronic","Non-Integral LED Fixture, 1520W total fixture wattage, any fixture shape, any application",1520,"Light Emitting Diode (LED)",15,"Y"]
["LED1521-FIXT","LED Non-Int Ballast",null,1521,null,"Electronic","Non-Integral LED Fixture, 1521W total fixture wattage, any fixture shape, any application",1521,"Light Emitting Diode (LED)",15,"Y"]
["LED1522-FIXT","LED Non-Int Ballast",null,1522,null,"Electronic","Non-Integral LED Fixture, 1522W total fixture wattage, any fixture shape, any application",1522,"Light Emitting Diode (LED)",15,"Y"]
["LED1523-FIXT","LED Non-Int Ballast",null,1523,null,"Electronic","Non-Integral LED Fixture, 1523W total fixture wattage, any fixture shape, any application",1523,"Light Emitting Diode (LED)",15,"Y"]
["LED1524-FIXT","LED Non-Int Ballast",null,1524,null,"Electronic","Non-Integral LED Fixture, 1524W total fixture wattage, any fixture shape, any application",1524,"Light Emitting Diode (LED)",15,"Y"]
["LED1525-FIXT","LED Non-Int Ballast",null,1525,null,"Electronic","Non-Integral LED Fixture, 1525W total fixture wattage, any fixture shape, any application",1525,"Light Emitting Diode (LED)",15,"Y"]
["LED1526-FIXT","LED Non-Int Ballast",null,1526,null,"Electronic","Non-Integral LED Fixture, 1526W total fixture wattage, any fixture shape, any application",1526,"Light Emitting Diode (LED)",15,"Y"]
["LED1527-FIXT","LED Non-Int Ballast",null,1527,null,"Electronic","Non-Integral LED Fixture, 1527W total fixture wattage, any fixture shape, any application",1527,"Light Emitting Diode (LED)",15,"Y"]
["LED1528-FIXT","LED Non-Int Ballast",null,1528,null,"Electronic","Non-Integral LED Fixture, 1528W total fixture wattage, any fixture shape, any application",1528,"Light Emitting Diode (LED)",15,"Y"]
["LED1529-FIXT","LED Non-Int Ballast",null,1529,null,"Electronic","Non-Integral LED Fixture, 1529W total fixture wattage, any fixture shape, any application",1529,"Light Emitting Diode (LED)",15,"Y"]
["LED1530-FIXT","LED Non-Int Ballast",null,1530,null,"Electronic","Non-Integral LED Fixture, 1530W total fixture wattage, any fixture shape, any application",1530,"Light Emitting Diode (LED)",15,"Y"]
["LED1531-FIXT","LED Non-Int Ballast",null,1531,null,"Electronic","Non-Integral LED Fixture, 1531W total fixture wattage, any fixture shape, any application",1531,"Light Emitting Diode (LED)",15,"Y"]
["LED1532-FIXT","LED Non-Int Ballast",null,1532,null,"Electronic","Non-Integral LED Fixture, 1532W total fixture wattage, any fixture shape, any application",1532,"Light Emitting Diode (LED)",15,"Y"]
["LED1533-FIXT","LED Non-Int Ballast",null,1533,null,"Electronic","Non-Integral LED Fixture, 1533W total fixture wattage, any fixture shape, any application",1533,"Light Emitting Diode (LED)",15,"Y"]
["LED1534-FIXT","LED Non-Int Ballast",null,1534,null,"Electronic","Non-Integral LED Fixture, 1534W total fixture wattage, any fixture shape, any application",1534,"Light Emitting Diode (LED)",15,"Y"]
["LED1535-FIXT","LED Non-Int Ballast",null,1535,null,"Electronic","Non-Integral LED Fixture, 1535W total fixture wattage, any fixture shape, any application",1535,"Light Emitting Diode (LED)",15,"Y"]
["LED1536-FIXT","LED Non-Int Ballast",null,1536,null,"Electronic","Non-Integral LED Fixture, 1536W total fixture wattage, any fixture shape, any application",1536,"Light Emitting Diode (LED)",15,"Y"]
["LED1537-FIXT","LED Non-Int Ballast",null,1537,null,"Electronic","Non-Integral LED Fixture, 1537W total fixture wattage, any fixture shape, any application",1537,"Light Emitting Diode (LED)",15,"Y"]
["LED1538-FIXT","LED Non-Int Ballast",null,1538,null,"Electronic","Non-Integral LED Fixture, 1538W total fixture wattage, any fixture shape, any application",1538,"Light Emitting Diode (LED)",15,"Y"]
["LED1539-FIXT","LED Non-Int Ballast",null,1539,null,"Electronic","Non-Integral LED Fixture, 1539W total fixture wattage, any fixture shape, any application",1539,"Light Emitting Diode (LED)",15,"Y"]
["LED1540-FIXT","LED Non-Int Ballast",null,1540,null,"Electronic","Non-Integral LED Fixture, 1540W total fixture wattage, any fixture shape, any application",1540,"Light Emitting Diode (LED)",15,"Y"]
["LED1541-FIXT","LED Non-Int Ballast",null,1541,null,"Electronic","Non-Integral LED Fixture, 1541W total fixture wattage, any fixture shape, any application",1541,"Light Emitting Diode (LED)",15,"Y"]
["LED1542-FIXT","LED Non-Int Ballast",null,1542,null,"Electronic","Non-Integral LED Fixture, 1542W total fixture wattage, any fixture shape, any application",1542,"Light Emitting Diode (LED)",15,"Y"]
["LED1543-FIXT","LED Non-Int Ballast",null,1543,null,"Electronic","Non-Integral LED Fixture, 1543W total fixture wattage, any fixture shape, any application",1543,"Light Emitting Diode (LED)",15,"Y"]
["LED1544-FIXT","LED Non-Int Ballast",null,1544,null,"Electronic","Non-Integral LED Fixture, 1544W total fixture wattage, any fixture shape, any application",1544,"Light Emitting Diode (LED)",15,"Y"]
["LED1545-FIXT","LED Non-Int Ballast",null,1545,null,"Electronic","Non-Integral LED Fixture, 1545W total fixture wattage, any fixture shape, any application",1545,"Light Emitting Diode (LED)",15,"Y"]
["LED1546-FIXT","LED Non-Int Ballast",null,1546,null,"Electronic","Non-Integral LED Fixture, 1546W total fixture wattage, any fixture shape, any application",1546,"Light Emitting Diode (LED)",15,"Y"]
["LED1547-FIXT","LED Non-Int Ballast",null,1547,null,"Electronic","Non-Integral LED Fixture, 1547W total fixture wattage, any fixture shape, any application",1547,"Light Emitting Diode (LED)",15,"Y"]
["LED1548-FIXT","LED Non-Int Ballast",null,1548,null,"Electronic","Non-Integral LED Fixture, 1548W total fixture wattage, any fixture shape, any application",1548,"Light Emitting Diode (LED)",15,"Y"]
["LED1549-FIXT","LED Non-Int Ballast",null,1549,null,"Electronic","Non-Integral LED Fixture, 1549W total fixture wattage, any fixture shape, any application",1549,"Light Emitting Diode (LED)",15,"Y"]
["LED1550-FIXT","LED Non-Int Ballast",null,1550,null,"Electronic","Non-Integral LED Fixture, 1550W total fixture wattage, any fixture shape, any application",1550,"Light Emitting Diode (LED)",15,"Y"]
["LED1551-FIXT","LED Non-Int Ballast",null,1551,null,"Electronic","Non-Integral LED Fixture, 1551W total fixture wattage, any fixture shape, any application",1551,"Light Emitting Diode (LED)",15,"Y"]
["LED1552-FIXT","LED Non-Int Ballast",null,1552,null,"Electronic","Non-Integral LED Fixture, 1552W total fixture wattage, any fixture shape, any application",1552,"Light Emitting Diode (LED)",15,"Y"]
["LED1553-FIXT","LED Non-Int Ballast",null,1553,null,"Electronic","Non-Integral LED Fixture, 1553W total fixture wattage, any fixture shape, any application",1553,"Light Emitting Diode (LED)",15,"Y"]
["LED1554-FIXT","LED Non-Int Ballast",null,1554,null,"Electronic","Non-Integral LED Fixture, 1554W total fixture wattage, any fixture shape, any application",1554,"Light Emitting Diode (LED)",15,"Y"]
["LED1555-FIXT","LED Non-Int Ballast",null,1555,null,"Electronic","Non-Integral LED Fixture, 1555W total fixture wattage, any fixture shape, any application",1555,"Light Emitting Diode (LED)",15,"Y"]
["LED1556-FIXT","LED Non-Int Ballast",null,1556,null,"Electronic","Non-Integral LED Fixture, 1556W total fixture wattage, any fixture shape, any application",1556,"Light Emitting Diode (LED)",15,"Y"]
["LED1557-FIXT","LED Non-Int Ballast",null,1557,null,"Electronic","Non-Integral LED Fixture, 1557W total fixture wattage, any fixture shape, any application",1557,"Light Emitting Diode (LED)",15,"Y"]
["LED1558-FIXT","LED Non-Int Ballast",null,1558,null,"Electronic","Non-Integral LED Fixture, 1558W total fixture wattage, any fixture shape, any application",1558,"Light Emitting Diode (LED)",15,"Y"]
["LED1559-FIXT","LED Non-Int Ballast",null,1559,null,"Electronic","Non-Integral LED Fixture, 1559W total fixture wattage, any fixture shape, any application",1559,"Light Emitting Diode (LED)",15,"Y"]
["LED1560-FIXT","LED Non-Int Ballast",null,1560,null,"Electronic","Non-Integral LED Fixture, 1560W total fixture wattage, any fixture shape, any application",1560,"Light Emitting Diode (LED)",15,"Y"]
["LED1561-FIXT","LED Non-Int Ballast",null,1561,null,"Electronic","Non-Integral LED Fixture, 1561W total fixture wattage, any fixture shape, any application",1561,"Light Emitting Diode (LED)",15,"Y"]
["LED1562-FIXT","LED Non-Int Ballast",null,1562,null,"Electronic","Non-Integral LED Fixture, 1562W total fixture wattage, any fixture shape, any application",1562,"Light Emitting Diode (LED)",15,"Y"]
["LED1563-FIXT","LED Non-Int Ballast",null,1563,null,"Electronic","Non-Integral LED Fixture, 1563W total fixture wattage, any fixture shape, any application",1563,"Light Emitting Diode (LED)",15,"Y"]
["LED1564-FIXT","LED Non-Int Ballast",null,1564,null,"Electronic","Non-Integral LED Fixture, 1564W total fixture wattage, any fixture shape, any application",1564,"Light Emitting Diode (LED)",15,"Y"]
["LED1565-FIXT","LED Non-Int Ballast",null,1565,null,"Electronic","Non-Integral LED Fixture, 1565W total fixture wattage, any fixture shape, any application",1565,"Light Emitting Diode (LED)",15,"Y"]
["LED1566-FIXT","LED Non-Int Ballast",null,1566,null,"Electronic","Non-Integral LED Fixture, 1566W total fixture wattage, any fixture shape, any application",1566,"Light Emitting Diode (LED)",15,"Y"]
["LED1567-FIXT","LED Non-Int Ballast",null,1567,null,"Electronic","Non-Integral LED Fixture, 1567W total fixture wattage, any fixture shape, any application",1567,"Light Emitting Diode (LED)",15,"Y"]
["LED1568-FIXT","LED Non-Int Ballast",null,1568,null,"Electronic","Non-Integral LED Fixture, 1568W total fixture wattage, any fixture shape, any application",1568,"Light Emitting Diode (LED)",15,"Y"]
["LED1569-FIXT","LED Non-Int Ballast",null,1569,null,"Electronic","Non-Integral LED Fixture, 1569W total fixture wattage, any fixture shape, any application",1569,"Light Emitting Diode (LED)",15,"Y"]
["LED1570-FIXT","LED Non-Int Ballast",null,1570,null,"Electronic","Non-Integral LED Fixture, 1570W total fixture wattage, any fixture shape, any application",1570,"Light Emitting Diode (LED)",15,"Y"]
["LED1571-FIXT","LED Non-Int Ballast",null,1571,null,"Electronic","Non-Integral LED Fixture, 1571W total fixture wattage, any fixture shape, any application",1571,"Light Emitting Diode (LED)",15,"Y"]
["LED1572-FIXT","LED Non-Int Ballast",null,1572,null,"Electronic","Non-Integral LED Fixture, 1572W total fixture wattage, any fixture shape, any application",1572,"Light Emitting Diode (LED)",15,"Y"]
["LED1573-FIXT","LED Non-Int Ballast",null,1573,null,"Electronic","Non-Integral LED Fixture, 1573W total fixture wattage, any fixture shape, any application",1573,"Light Emitting Diode (LED)",15,"Y"]
["LED1574-FIXT","LED Non-Int Ballast",null,1574,null,"Electronic","Non-Integral LED Fixture, 1574W total fixture wattage, any fixture shape, any application",1574,"Light Emitting Diode (LED)",15,"Y"]
["LED1575-FIXT","LED Non-Int Ballast",null,1575,null,"Electronic","Non-Integral LED Fixture, 1575W total fixture wattage, any fixture shape, any application",1575,"Light Emitting Diode (LED)",15,"Y"]
["LED1576-FIXT","LED Non-Int Ballast",null,1576,null,"Electronic","Non-Integral LED Fixture, 1576W total fixture wattage, any fixture shape, any application",1576,"Light Emitting Diode (LED)",15,"Y"]
["LED1577-FIXT","LED Non-Int Ballast",null,1577,null,"Electronic","Non-Integral LED Fixture, 1577W total fixture wattage, any fixture shape, any application",1577,"Light Emitting Diode (LED)",15,"Y"]
["LED1578-FIXT","LED Non-Int Ballast",null,1578,null,"Electronic","Non-Integral LED Fixture, 1578W total fixture wattage, any fixture shape, any application",1578,"Light Emitting Diode (LED)",15,"Y"]
["LED1579-FIXT","LED Non-Int Ballast",null,1579,null,"Electronic","Non-Integral LED Fixture, 1579W total fixture wattage, any fixture shape, any application",1579,"Light Emitting Diode (LED)",15,"Y"]
["LED1580-FIXT","LED Non-Int Ballast",null,1580,null,"Electronic","Non-Integral LED Fixture, 1580W total fixture wattage, any fixture shape, any application",1580,"Light Emitting Diode (LED)",15,"Y"]
["LED1581-FIXT","LED Non-Int Ballast",null,1581,null,"Electronic","Non-Integral LED Fixture, 1581W total fixture wattage, any fixture shape, any application",1581,"Light Emitting Diode (LED)",15,"Y"]
["LED1582-FIXT","LED Non-Int Ballast",null,1582,null,"Electronic","Non-Integral LED Fixture, 1582W total fixture wattage, any fixture shape, any application",1582,"Light Emitting Diode (LED)",15,"Y"]
["LED1583-FIXT","LED Non-Int Ballast",null,1583,null,"Electronic","Non-Integral LED Fixture, 1583W total fixture wattage, any fixture shape, any application",1583,"Light Emitting Diode (LED)",15,"Y"]
["LED1584-FIXT","LED Non-Int Ballast",null,1584,null,"Electronic","Non-Integral LED Fixture, 1584W total fixture wattage, any fixture shape, any application",1584,"Light Emitting Diode (LED)",15,"Y"]
["LED1585-FIXT","LED Non-Int Ballast",null,1585,null,"Electronic","Non-Integral LED Fixture, 1585W total fixture wattage, any fixture shape, any application",1585,"Light Emitting Diode (LED)",15,"Y"]
["LED1586-FIXT","LED Non-Int Ballast",null,1586,null,"Electronic","Non-Integral LED Fixture, 1586W total fixture wattage, any fixture shape, any application",1586,"Light Emitting Diode (LED)",15,"Y"]
["LED1587-FIXT","LED Non-Int Ballast",null,1587,null,"Electronic","Non-Integral LED Fixture, 1587W total fixture wattage, any fixture shape, any application",1587,"Light Emitting Diode (LED)",15,"Y"]
["LED1588-FIXT","LED Non-Int Ballast",null,1588,null,"Electronic","Non-Integral LED Fixture, 1588W total fixture wattage, any fixture shape, any application",1588,"Light Emitting Diode (LED)",15,"Y"]
["LED1589-FIXT","LED Non-Int Ballast",null,1589,null,"Electronic","Non-Integral LED Fixture, 1589W total fixture wattage, any fixture shape, any application",1589,"Light Emitting Diode (LED)",15,"Y"]
["LED1590-FIXT","LED Non-Int Ballast",null,1590,null,"Electronic","Non-Integral LED Fixture, 1590W total fixture wattage, any fixture shape, any application",1590,"Light Emitting Diode (LED)",15,"Y"]
["LED1591-FIXT","LED Non-Int Ballast",null,1591,null,"Electronic","Non-Integral LED Fixture, 1591W total fixture wattage, any fixture shape, any application",1591,"Light Emitting Diode (LED)",15,"Y"]
["LED1592-FIXT","LED Non-Int Ballast",null,1592,null,"Electronic","Non-Integral LED Fixture, 1592W total fixture wattage, any fixture shape, any application",1592,"Light Emitting Diode (LED)",15,"Y"]
["LED1593-FIXT","LED Non-Int Ballast",null,1593,null,"Electronic","Non-Integral LED Fixture, 1593W total fixture wattage, any fixture shape, any application",1593,"Light Emitting Diode (LED)",15,"Y"]
["LED1594-FIXT","LED Non-Int Ballast",null,1594,null,"Electronic","Non-Integral LED Fixture, 1594W total fixture wattage, any fixture shape, any application",1594,"Light Emitting Diode (LED)",15,"Y"]
["LED1595-FIXT","LED Non-Int Ballast",null,1595,null,"Electronic","Non-Integral LED Fixture, 1595W total fixture wattage, any fixture shape, any application",1595,"Light Emitting Diode (LED)",15,"Y"]
["LED1596-FIXT","LED Non-Int Ballast",null,1596,null,"Electronic","Non-Integral LED Fixture, 1596W total fixture wattage, any fixture shape, any application",1596,"Light Emitting Diode (LED)",15,"Y"]
["LED1597-FIXT","LED Non-Int Ballast",null,1597,null,"Electronic","Non-Integral LED Fixture, 1597W total fixture wattage, any fixture shape, any application",1597,"Light Emitting Diode (LED)",15,"Y"]
["LED1598-FIXT","LED Non-Int Ballast",null,1598,null,"Electronic","Non-Integral LED Fixture, 1598W total fixture wattage, any fixture shape, any application",1598,"Light Emitting Diode (LED)",15,"Y"]
["LED1599-FIXT","LED Non-Int Ballast",null,1599,null,"Electronic","Non-Integral LED Fixture, 1599W total fixture wattage, any fixture shape, any application",1599,"Light Emitting Diode (LED)",15,"Y"]
["LED1600-FIXT","LED Non-Int Ballast",null,1600,null,"Electronic","Non-Integral LED Fixture, 1600W total fixture wattage, any fixture shape, any application",1600,"Light Emitting Diode (LED)",15,"Y"]
["LED1601-FIXT","LED Non-Int Ballast",null,1601,null,"Electronic","Non-Integral LED Fixture, 1601W total fixture wattage, any fixture shape, any application",1601,"Light Emitting Diode (LED)",15,"Y"]
["LED1602-FIXT","LED Non-Int Ballast",null,1602,null,"Electronic","Non-Integral LED Fixture, 1602W total fixture wattage, any fixture shape, any application",1602,"Light Emitting Diode (LED)",15,"Y"]
["LED1603-FIXT","LED Non-Int Ballast",null,1603,null,"Electronic","Non-Integral LED Fixture, 1603W total fixture wattage, any fixture shape, any application",1603,"Light Emitting Diode (LED)",15,"Y"]
["LED1604-FIXT","LED Non-Int Ballast",null,1604,null,"Electronic","Non-Integral LED Fixture, 1604W total fixture wattage, any fixture shape, any application",1604,"Light Emitting Diode (LED)",15,"Y"]
["LED1605-FIXT","LED Non-Int Ballast",null,1605,null,"Electronic","Non-Integral LED Fixture, 1605W total fixture wattage, any fixture shape, any application",1605,"Light Emitting Diode (LED)",15,"Y"]
["LED1606-FIXT","LED Non-Int Ballast",null,1606,null,"Electronic","Non-Integral LED Fixture, 1606W total fixture wattage, any fixture shape, any application",1606,"Light Emitting Diode (LED)",15,"Y"]
["LED1607-FIXT","LED Non-Int Ballast",null,1607,null,"Electronic","Non-Integral LED Fixture, 1607W total fixture wattage, any fixture shape, any application",1607,"Light Emitting Diode (LED)",15,"Y"]
["LED1608-FIXT","LED Non-Int Ballast",null,1608,null,"Electronic","Non-Integral LED Fixture, 1608W total fixture wattage, any fixture shape, any application",1608,"Light Emitting Diode (LED)",15,"Y"]
["LED1609-FIXT","LED Non-Int Ballast",null,1609,null,"Electronic","Non-Integral LED Fixture, 1609W total fixture wattage, any fixture shape, any application",1609,"Light Emitting Diode (LED)",15,"Y"]
["LED1610-FIXT","LED Non-Int Ballast",null,1610,null,"Electronic","Non-Integral LED Fixture, 1610W total fixture wattage, any fixture shape, any application",1610,"Light Emitting Diode (LED)",15,"Y"]
["LED1611-FIXT","LED Non-Int Ballast",null,1611,null,"Electronic","Non-Integral LED Fixture, 1611W total fixture wattage, any fixture shape, any application",1611,"Light Emitting Diode (LED)",15,"Y"]
["LED1612-FIXT","LED Non-Int Ballast",null,1612,null,"Electronic","Non-Integral LED Fixture, 1612W total fixture wattage, any fixture shape, any application",1612,"Light Emitting Diode (LED)",15,"Y"]
["LED1613-FIXT","LED Non-Int Ballast",null,1613,null,"Electronic","Non-Integral LED Fixture, 1613W total fixture wattage, any fixture shape, any application",1613,"Light Emitting Diode (LED)",15,"Y"]
["LED1614-FIXT","LED Non-Int Ballast",null,1614,null,"Electronic","Non-Integral LED Fixture, 1614W total fixture wattage, any fixture shape, any application",1614,"Light Emitting Diode (LED)",15,"Y"]
["LED1615-FIXT","LED Non-Int Ballast",null,1615,null,"Electronic","Non-Integral LED Fixture, 1615W total fixture wattage, any fixture shape, any application",1615,"Light Emitting Diode (LED)",15,"Y"]
["LED1616-FIXT","LED Non-Int Ballast",null,1616,null,"Electronic","Non-Integral LED Fixture, 1616W total fixture wattage, any fixture shape, any application",1616,"Light Emitting Diode (LED)",15,"Y"]
["LED1617-FIXT","LED Non-Int Ballast",null,1617,null,"Electronic","Non-Integral LED Fixture, 1617W total fixture wattage, any fixture shape, any application",1617,"Light Emitting Diode (LED)",15,"Y"]
["LED1618-FIXT","LED Non-Int Ballast",null,1618,null,"Electronic","Non-Integral LED Fixture, 1618W total fixture wattage, any fixture shape, any application",1618,"Light Emitting Diode (LED)",15,"Y"]
["LED1619-FIXT","LED Non-Int Ballast",null,1619,null,"Electronic","Non-Integral LED Fixture, 1619W total fixture wattage, any fixture shape, any application",1619,"Light Emitting Diode (LED)",15,"Y"]
["LED1620-FIXT","LED Non-Int Ballast",null,1620,null,"Electronic","Non-Integral LED Fixture, 1620W total fixture wattage, any fixture shape, any application",1620,"Light Emitting Diode (LED)",15,"Y"]
["LED1621-FIXT","LED Non-Int Ballast",null,1621,null,"Electronic","Non-Integral LED Fixture, 1621W total fixture wattage, any fixture shape, any application",1621,"Light Emitting Diode (LED)",15,"Y"]
["LED1622-FIXT","LED Non-Int Ballast",null,1622,null,"Electronic","Non-Integral LED Fixture, 1622W total fixture wattage, any fixture shape, any application",1622,"Light Emitting Diode (LED)",15,"Y"]
["LED1623-FIXT","LED Non-Int Ballast",null,1623,null,"Electronic","Non-Integral LED Fixture, 1623W total fixture wattage, any fixture shape, any application",1623,"Light Emitting Diode (LED)",15,"Y"]
["LED1624-FIXT","LED Non-Int Ballast",null,1624,null,"Electronic","Non-Integral LED Fixture, 1624W total fixture wattage, any fixture shape, any application",1624,"Light Emitting Diode (LED)",15,"Y"]
["LED1625-FIXT","LED Non-Int Ballast",null,1625,null,"Electronic","Non-Integral LED Fixture, 1625W total fixture wattage, any fixture shape, any application",1625,"Light Emitting Diode (LED)",15,"Y"]
["LED1626-FIXT","LED Non-Int Ballast",null,1626,null,"Electronic","Non-Integral LED Fixture, 1626W total fixture wattage, any fixture shape, any application",1626,"Light Emitting Diode (LED)",15,"Y"]
["LED1627-FIXT","LED Non-Int Ballast",null,1627,null,"Electronic","Non-Integral LED Fixture, 1627W total fixture wattage, any fixture shape, any application",1627,"Light Emitting Diode (LED)",15,"Y"]
["LED1628-FIXT","LED Non-Int Ballast",null,1628,null,"Electronic","Non-Integral LED Fixture, 1628W total fixture wattage, any fixture shape, any application",1628,"Light Emitting Diode (LED)",15,"Y"]
["LED1629-FIXT","LED Non-Int Ballast",null,1629,null,"Electronic","Non-Integral LED Fixture, 1629W total fixture wattage, any fixture shape, any application",1629,"Light Emitting Diode (LED)",15,"Y"]
["LED1630-FIXT","LED Non-Int Ballast",null,1630,null,"Electronic","Non-Integral LED Fixture, 1630W total fixture wattage, any fixture shape, any application",1630,"Light Emitting Diode (LED)",15,"Y"]
["LED1631-FIXT","LED Non-Int Ballast",null,1631,null,"Electronic","Non-Integral LED Fixture, 1631W total fixture wattage, any fixture shape, any application",1631,"Light Emitting Diode (LED)",15,"Y"]
["LED1632-FIXT","LED Non-Int Ballast",null,1632,null,"Electronic","Non-Integral LED Fixture, 1632W total fixture wattage, any fixture shape, any application",1632,"Light Emitting Diode (LED)",15,"Y"]
["LED1633-FIXT","LED Non-Int Ballast",null,1633,null,"Electronic","Non-Integral LED Fixture, 1633W total fixture wattage, any fixture shape, any application",1633,"Light Emitting Diode (LED)",15,"Y"]
["LED1634-FIXT","LED Non-Int Ballast",null,1634,null,"Electronic","Non-Integral LED Fixture, 1634W total fixture wattage, any fixture shape, any application",1634,"Light Emitting Diode (LED)",15,"Y"]
["LED1635-FIXT","LED Non-Int Ballast",null,1635,null,"Electronic","Non-Integral LED Fixture, 1635W total fixture wattage, any fixture shape, any application",1635,"Light Emitting Diode (LED)",15,"Y"]
["LED1636-FIXT","LED Non-Int Ballast",null,1636,null,"Electronic","Non-Integral LED Fixture, 1636W total fixture wattage, any fixture shape, any application",1636,"Light Emitting Diode (LED)",15,"Y"]
["LED1637-FIXT","LED Non-Int Ballast",null,1637,null,"Electronic","Non-Integral LED Fixture, 1637W total fixture wattage, any fixture shape, any application",1637,"Light Emitting Diode (LED)",15,"Y"]
["LED1638-FIXT","LED Non-Int Ballast",null,1638,null,"Electronic","Non-Integral LED Fixture, 1638W total fixture wattage, any fixture shape, any application",1638,"Light Emitting Diode (LED)",15,"Y"]
["LED1639-FIXT","LED Non-Int Ballast",null,1639,null,"Electronic","Non-Integral LED Fixture, 1639W total fixture wattage, any fixture shape, any application",1639,"Light Emitting Diode (LED)",15,"Y"]
["LED1640-FIXT","LED Non-Int Ballast",null,1640,null,"Electronic","Non-Integral LED Fixture, 1640W total fixture wattage, any fixture shape, any application",1640,"Light Emitting Diode (LED)",15,"Y"]
["LED1641-FIXT","LED Non-Int Ballast",null,1641,null,"Electronic","Non-Integral LED Fixture, 1641W total fixture wattage, any fixture shape, any application",1641,"Light Emitting Diode (LED)",15,"Y"]
["LED1642-FIXT","LED Non-Int Ballast",null,1642,null,"Electronic","Non-Integral LED Fixture, 1642W total fixture wattage, any fixture shape, any application",1642,"Light Emitting Diode (LED)",15,"Y"]
["LED1643-FIXT","LED Non-Int Ballast",null,1643,null,"Electronic","Non-Integral LED Fixture, 1643W total fixture wattage, any fixture shape, any application",1643,"Light Emitting Diode (LED)",15,"Y"]
["LED1644-FIXT","LED Non-Int Ballast",null,1644,null,"Electronic","Non-Integral LED Fixture, 1644W total fixture wattage, any fixture shape, any application",1644,"Light Emitting Diode (LED)",15,"Y"]
["LED1645-FIXT","LED Non-Int Ballast",null,1645,null,"Electronic","Non-Integral LED Fixture, 1645W total fixture wattage, any fixture shape, any application",1645,"Light Emitting Diode (LED)",15,"Y"]
["LED1646-FIXT","LED Non-Int Ballast",null,1646,null,"Electronic","Non-Integral LED Fixture, 1646W total fixture wattage, any fixture shape, any application",1646,"Light Emitting Diode (LED)",15,"Y"]
["LED1647-FIXT","LED Non-Int Ballast",null,1647,null,"Electronic","Non-Integral LED Fixture, 1647W total fixture wattage, any fixture shape, any application",1647,"Light Emitting Diode (LED)",15,"Y"]
["LED1648-FIXT","LED Non-Int Ballast",null,1648,null,"Electronic","Non-Integral LED Fixture, 1648W total fixture wattage, any fixture shape, any application",1648,"Light Emitting Diode (LED)",15,"Y"]
["LED1649-FIXT","LED Non-Int Ballast",null,1649,null,"Electronic","Non-Integral LED Fixture, 1649W total fixture wattage, any fixture shape, any application",1649,"Light Emitting Diode (LED)",15,"Y"]
["LED1650-FIXT","LED Non-Int Ballast",null,1650,null,"Electronic","Non-Integral LED Fixture, 1650W total fixture wattage, any fixture shape, any application",1650,"Light Emitting Diode (LED)",15,"Y"]
["LED1651-FIXT","LED Non-Int Ballast",null,1651,null,"Electronic","Non-Integral LED Fixture, 1651W total fixture wattage, any fixture shape, any application",1651,"Light Emitting Diode (LED)",15,"Y"]
["LED1652-FIXT","LED Non-Int Ballast",null,1652,null,"Electronic","Non-Integral LED Fixture, 1652W total fixture wattage, any fixture shape, any application",1652,"Light Emitting Diode (LED)",15,"Y"]
["LED1653-FIXT","LED Non-Int Ballast",null,1653,null,"Electronic","Non-Integral LED Fixture, 1653W total fixture wattage, any fixture shape, any application",1653,"Light Emitting Diode (LED)",15,"Y"]
["LED1654-FIXT","LED Non-Int Ballast",null,1654,null,"Electronic","Non-Integral LED Fixture, 1654W total fixture wattage, any fixture shape, any application",1654,"Light Emitting Diode (LED)",15,"Y"]
["LED1655-FIXT","LED Non-Int Ballast",null,1655,null,"Electronic","Non-Integral LED Fixture, 1655W total fixture wattage, any fixture shape, any application",1655,"Light Emitting Diode (LED)",15,"Y"]
["LED1656-FIXT","LED Non-Int Ballast",null,1656,null,"Electronic","Non-Integral LED Fixture, 1656W total fixture wattage, any fixture shape, any application",1656,"Light Emitting Diode (LED)",15,"Y"]
["LED1657-FIXT","LED Non-Int Ballast",null,1657,null,"Electronic","Non-Integral LED Fixture, 1657W total fixture wattage, any fixture shape, any application",1657,"Light Emitting Diode (LED)",15,"Y"]
["LED1658-FIXT","LED Non-Int Ballast",null,1658,null,"Electronic","Non-Integral LED Fixture, 1658W total fixture wattage, any fixture shape, any application",1658,"Light Emitting Diode (LED)",15,"Y"]
["LED1659-FIXT","LED Non-Int Ballast",null,1659,null,"Electronic","Non-Integral LED Fixture, 1659W total fixture wattage, any fixture shape, any application",1659,"Light Emitting Diode (LED)",15,"Y"]
["LED1660-FIXT","LED Non-Int Ballast",null,1660,null,"Electronic","Non-Integral LED Fixture, 1660W total fixture wattage, any fixture shape, any application",1660,"Light Emitting Diode (LED)",15,"Y"]
["LED1661-FIXT","LED Non-Int Ballast",null,1661,null,"Electronic","Non-Integral LED Fixture, 1661W total fixture wattage, any fixture shape, any application",1661,"Light Emitting Diode (LED)",15,"Y"]
["LED1662-FIXT","LED Non-Int Ballast",null,1662,null,"Electronic","Non-Integral LED Fixture, 1662W total fixture wattage, any fixture shape, any application",1662,"Light Emitting Diode (LED)",15,"Y"]
["LED1663-FIXT","LED Non-Int Ballast",null,1663,null,"Electronic","Non-Integral LED Fixture, 1663W total fixture wattage, any fixture shape, any application",1663,"Light Emitting Diode (LED)",15,"Y"]
["LED1664-FIXT","LED Non-Int Ballast",null,1664,null,"Electronic","Non-Integral LED Fixture, 1664W total fixture wattage, any fixture shape, any application",1664,"Light Emitting Diode (LED)",15,"Y"]
["LED1665-FIXT","LED Non-Int Ballast",null,1665,null,"Electronic","Non-Integral LED Fixture, 1665W total fixture wattage, any fixture shape, any application",1665,"Light Emitting Diode (LED)",15,"Y"]
["LED1666-FIXT","LED Non-Int Ballast",null,1666,null,"Electronic","Non-Integral LED Fixture, 1666W total fixture wattage, any fixture shape, any application",1666,"Light Emitting Diode (LED)",15,"Y"]
["LED1667-FIXT","LED Non-Int Ballast",null,1667,null,"Electronic","Non-Integral LED Fixture, 1667W total fixture wattage, any fixture shape, any application",1667,"Light Emitting Diode (LED)",15,"Y"]
["LED1668-FIXT","LED Non-Int Ballast",null,1668,null,"Electronic","Non-Integral LED Fixture, 1668W total fixture wattage, any fixture shape, any application",1668,"Light Emitting Diode (LED)",15,"Y"]
["LED1669-FIXT","LED Non-Int Ballast",null,1669,null,"Electronic","Non-Integral LED Fixture, 1669W total fixture wattage, any fixture shape, any application",1669,"Light Emitting Diode (LED)",15,"Y"]
["LED1670-FIXT","LED Non-Int Ballast",null,1670,null,"Electronic","Non-Integral LED Fixture, 1670W total fixture wattage, any fixture shape, any application",1670,"Light Emitting Diode (LED)",15,"Y"]
["LED1671-FIXT","LED Non-Int Ballast",null,1671,null,"Electronic","Non-Integral LED Fixture, 1671W total fixture wattage, any fixture shape, any application",1671,"Light Emitting Diode (LED)",15,"Y"]
["LED1672-FIXT","LED Non-Int Ballast",null,1672,null,"Electronic","Non-Integral LED Fixture, 1672W total fixture wattage, any fixture shape, any application",1672,"Light Emitting Diode (LED)",15,"Y"]
["LED1673-FIXT","LED Non-Int Ballast",null,1673,null,"Electronic","Non-Integral LED Fixture, 1673W total fixture wattage, any fixture shape, any application",1673,"Light Emitting Diode (LED)",15,"Y"]
["LED1674-FIXT","LED Non-Int Ballast",null,1674,null,"Electronic","Non-Integral LED Fixture, 1674W total fixture wattage, any fixture shape, any application",1674,"Light Emitting Diode (LED)",15,"Y"]
["LED1675-FIXT","LED Non-Int Ballast",null,1675,null,"Electronic","Non-Integral LED Fixture, 1675W total fixture wattage, any fixture shape, any application",1675,"Light Emitting Diode (LED)",15,"Y"]
["LED1676-FIXT","LED Non-Int Ballast",null,1676,null,"Electronic","Non-Integral LED Fixture, 1676W total fixture wattage, any fixture shape, any application",1676,"Light Emitting Diode (LED)",15,"Y"]
["LED1677-FIXT","LED Non-Int Ballast",null,1677,null,"Electronic","Non-Integral LED Fixture, 1677W total fixture wattage, any fixture shape, any application",1677,"Light Emitting Diode (LED)",15,"Y"]
["LED1678-FIXT","LED Non-Int Ballast",null,1678,null,"Electronic","Non-Integral LED Fixture, 1678W total fixture wattage, any fixture shape, any application",1678,"Light Emitting Diode (LED)",15,"Y"]
["LED1679-FIXT","LED Non-Int Ballast",null,1679,null,"Electronic","Non-Integral LED Fixture, 1679W total fixture wattage, any fixture shape, any application",1679,"Light Emitting Diode (LED)",15,"Y"]
["LED1680-FIXT","LED Non-Int Ballast",null,1680,null,"Electronic","Non-Integral LED Fixture, 1680W total fixture wattage, any fixture shape, any application",1680,"Light Emitting Diode (LED)",15,"Y"]
["LED1681-FIXT","LED Non-Int Ballast",null,1681,null,"Electronic","Non-Integral LED Fixture, 1681W total fixture wattage, any fixture shape, any application",1681,"Light Emitting Diode (LED)",15,"Y"]
["LED1682-FIXT","LED Non-Int Ballast",null,1682,null,"Electronic","Non-Integral LED Fixture, 1682W total fixture wattage, any fixture shape, any application",1682,"Light Emitting Diode (LED)",15,"Y"]
["LED1683-FIXT","LED Non-Int Ballast",null,1683,null,"Electronic","Non-Integral LED Fixture, 1683W total fixture wattage, any fixture shape, any application",1683,"Light Emitting Diode (LED)",15,"Y"]
["LED1684-FIXT","LED Non-Int Ballast",null,1684,null,"Electronic","Non-Integral LED Fixture, 1684W total fixture wattage, any fixture shape, any application",1684,"Light Emitting Diode (LED)",15,"Y"]
["LED1685-FIXT","LED Non-Int Ballast",null,1685,null,"Electronic","Non-Integral LED Fixture, 1685W total fixture wattage, any fixture shape, any application",1685,"Light Emitting Diode (LED)",15,"Y"]
["LED1686-FIXT","LED Non-Int Ballast",null,1686,null,"Electronic","Non-Integral LED Fixture, 1686W total fixture wattage, any fixture shape, any application",1686,"Light Emitting Diode (LED)",15,"Y"]
["LED1687-FIXT","LED Non-Int Ballast",null,1687,null,"Electronic","Non-Integral LED Fixture, 1687W total fixture wattage, any fixture shape, any application",1687,"Light Emitting Diode (LED)",15,"Y"]
["LED1688-FIXT","LED Non-Int Ballast",null,1688,null,"Electronic","Non-Integral LED Fixture, 1688W total fixture wattage, any fixture shape, any application",1688,"Light Emitting Diode (LED)",15,"Y"]
["LED1689-FIXT","LED Non-Int Ballast",null,1689,null,"Electronic","Non-Integral LED Fixture, 1689W total fixture wattage, any fixture shape, any application",1689,"Light Emitting Diode (LED)",15,"Y"]
["LED1690-FIXT","LED Non-Int Ballast",null,1690,null,"Electronic","Non-Integral LED Fixture, 1690W total fixture wattage, any fixture shape, any application",1690,"Light Emitting Diode (LED)",15,"Y"]
["LED1691-FIXT","LED Non-Int Ballast",null,1691,null,"Electronic","Non-Integral LED Fixture, 1691W total fixture wattage, any fixture shape, any application",1691,"Light Emitting Diode (LED)",15,"Y"]
["LED1692-FIXT","LED Non-Int Ballast",null,1692,null,"Electronic","Non-Integral LED Fixture, 1692W total fixture wattage, any fixture shape, any application",1692,"Light Emitting Diode (LED)",15,"Y"]
["LED1693-FIXT","LED Non-Int Ballast",null,1693,null,"Electronic","Non-Integral LED Fixture, 1693W total fixture wattage, any fixture shape, any application",1693,"Light Emitting Diode (LED)",15,"Y"]
["LED1694-FIXT","LED Non-Int Ballast",null,1694,null,"Electronic","Non-Integral LED Fixture, 1694W total fixture wattage, any fixture shape, any application",1694,"Light Emitting Diode (LED)",15,"Y"]
["LED1695-FIXT","LED Non-Int Ballast",null,1695,null,"Electronic","Non-Integral LED Fixture, 1695W total fixture wattage, any fixture shape, any application",1695,"Light Emitting Diode (LED)",15,"Y"]
["LED1696-FIXT","LED Non-Int Ballast",null,1696,null,"Electronic","Non-Integral LED Fixture, 1696W total fixture wattage, any fixture shape, any application",1696,"Light Emitting Diode (LED)",15,"Y"]
["LED1697-FIXT","LED Non-Int Ballast",null,1697,null,"Electronic","Non-Integral LED Fixture, 1697W total fixture wattage, any fixture shape, any application",1697,"Light Emitting Diode (LED)",15,"Y"]
["LED1698-FIXT","LED Non-Int Ballast",null,1698,null,"Electronic","Non-Integral LED Fixture, 1698W total fixture wattage, any fixture shape, any application",1698,"Light Emitting Diode (LED)",15,"Y"]
["LED1699-FIXT","LED Non-Int Ballast",null,1699,null,"Electronic","Non-Integral LED Fixture, 1699W total fixture wattage, any fixture shape, any application",1699,"Light Emitting Diode (LED)",15,"Y"]
["LED1700-FIXT","LED Non-Int Ballast",null,1700,null,"Electronic","Non-Integral LED Fixture, 1700W total fixture wattage, any fixture shape, any application",1700,"Light Emitting Diode (LED)",15,"Y"]
["LED1701-FIXT","LED Non-Int Ballast",null,1701,null,"Electronic","Non-Integral LED Fixture, 1701W total fixture wattage, any fixture shape, any application",1701,"Light Emitting Diode (LED)",15,"Y"]
["LED1702-FIXT","LED Non-Int Ballast",null,1702,null,"Electronic","Non-Integral LED Fixture, 1702W total fixture wattage, any fixture shape, any application",1702,"Light Emitting Diode (LED)",15,"Y"]
["LED1703-FIXT","LED Non-Int Ballast",null,1703,null,"Electronic","Non-Integral LED Fixture, 1703W total fixture wattage, any fixture shape, any application",1703,"Light Emitting Diode (LED)",15,"Y"]
["LED1704-FIXT","LED Non-Int Ballast",null,1704,null,"Electronic","Non-Integral LED Fixture, 1704W total fixture wattage, any fixture shape, any application",1704,"Light Emitting Diode (LED)",15,"Y"]
["LED1705-FIXT","LED Non-Int Ballast",null,1705,null,"Electronic","Non-Integral LED Fixture, 1705W total fixture wattage, any fixture shape, any application",1705,"Light Emitting Diode (LED)",15,"Y"]
["LED1706-FIXT","LED Non-Int Ballast",null,1706,null,"Electronic","Non-Integral LED Fixture, 1706W total fixture wattage, any fixture shape, any application",1706,"Light Emitting Diode (LED)",15,"Y"]
["LED1707-FIXT","LED Non-Int Ballast",null,1707,null,"Electronic","Non-Integral LED Fixture, 1707W total fixture wattage, any fixture shape, any application",1707,"Light Emitting Diode (LED)",15,"Y"]
["LED1708-FIXT","LED Non-Int Ballast",null,1708,null,"Electronic","Non-Integral LED Fixture, 1708W total fixture wattage, any fixture shape, any application",1708,"Light Emitting Diode (LED)",15,"Y"]
["LED1709-FIXT","LED Non-Int Ballast",null,1709,null,"Electronic","Non-Integral LED Fixture, 1709W total fixture wattage, any fixture shape, any application",1709,"Light Emitting Diode (LED)",15,"Y"]
["LED1710-FIXT","LED Non-Int Ballast",null,1710,null,"Electronic","Non-Integral LED Fixture, 1710W total fixture wattage, any fixture shape, any application",1710,"Light Emitting Diode (LED)",15,"Y"]
["LED1711-FIXT","LED Non-Int Ballast",null,1711,null,"Electronic","Non-Integral LED Fixture, 1711W total fixture wattage, any fixture shape, any application",1711,"Light Emitting Diode (LED)",15,"Y"]
["LED1712-FIXT","LED Non-Int Ballast",null,1712,null,"Electronic","Non-Integral LED Fixture, 1712W total fixture wattage, any fixture shape, any application",1712,"Light Emitting Diode (LED)",15,"Y"]
["LED1713-FIXT","LED Non-Int Ballast",null,1713,null,"Electronic","Non-Integral LED Fixture, 1713W total fixture wattage, any fixture shape, any application",1713,"Light Emitting Diode (LED)",15,"Y"]
["LED1714-FIXT","LED Non-Int Ballast",null,1714,null,"Electronic","Non-Integral LED Fixture, 1714W total fixture wattage, any fixture shape, any application",1714,"Light Emitting Diode (LED)",15,"Y"]
["LED1715-FIXT","LED Non-Int Ballast",null,1715,null,"Electronic","Non-Integral LED Fixture, 1715W total fixture wattage, any fixture shape, any application",1715,"Light Emitting Diode (LED)",15,"Y"]
["LED1716-FIXT","LED Non-Int Ballast",null,1716,null,"Electronic","Non-Integral LED Fixture, 1716W total fixture wattage, any fixture shape, any application",1716,"Light Emitting Diode (LED)",15,"Y"]
["LED1717-FIXT","LED Non-Int Ballast",null,1717,null,"Electronic","Non-Integral LED Fixture, 1717W total fixture wattage, any fixture shape, any application",1717,"Light Emitting Diode (LED)",15,"Y"]
["LED1718-FIXT","LED Non-Int Ballast",null,1718,null,"Electronic","Non-Integral LED Fixture, 1718W total fixture wattage, any fixture shape, any application",1718,"Light Emitting Diode (LED)",15,"Y"]
["LED1719-FIXT","LED Non-Int Ballast",null,1719,null,"Electronic","Non-Integral LED Fixture, 1719W total fixture wattage, any fixture shape, any application",1719,"Light Emitting Diode (LED)",15,"Y"]
["LED1720-FIXT","LED Non-Int Ballast",null,1720,null,"Electronic","Non-Integral LED Fixture, 1720W total fixture wattage, any fixture shape, any application",1720,"Light Emitting Diode (LED)",15,"Y"]
["LED1721-FIXT","LED Non-Int Ballast",null,1721,null,"Electronic","Non-Integral LED Fixture, 1721W total fixture wattage, any fixture shape, any application",1721,"Light Emitting Diode (LED)",15,"Y"]
["LED1722-FIXT","LED Non-Int Ballast",null,1722,null,"Electronic","Non-Integral LED Fixture, 1722W total fixture wattage, any fixture shape, any application",1722,"Light Emitting Diode (LED)",15,"Y"]
["LED1723-FIXT","LED Non-Int Ballast",null,1723,null,"Electronic","Non-Integral LED Fixture, 1723W total fixture wattage, any fixture shape, any application",1723,"Light Emitting Diode (LED)",15,"Y"]
["LED1724-FIXT","LED Non-Int Ballast",null,1724,null,"Electronic","Non-Integral LED Fixture, 1724W total fixture wattage, any fixture shape, any application",1724,"Light Emitting Diode (LED)",15,"Y"]
["LED1725-FIXT","LED Non-Int Ballast",null,1725,null,"Electronic","Non-Integral LED Fixture, 1725W total fixture wattage, any fixture shape, any application",1725,"Light Emitting Diode (LED)",15,"Y"]
["LED1726-FIXT","LED Non-Int Ballast",null,1726,null,"Electronic","Non-Integral LED Fixture, 1726W total fixture wattage, any fixture shape, any application",1726,"Light Emitting Diode (LED)",15,"Y"]
["LED1727-FIXT","LED Non-Int Ballast",null,1727,null,"Electronic","Non-Integral LED Fixture, 1727W total fixture wattage, any fixture shape, any application",1727,"Light Emitting Diode (LED)",15,"Y"]
["LED1728-FIXT","LED Non-Int Ballast",null,1728,null,"Electronic","Non-Integral LED Fixture, 1728W total fixture wattage, any fixture shape, any application",1728,"Light Emitting Diode (LED)",15,"Y"]
["LED1729-FIXT","LED Non-Int Ballast",null,1729,null,"Electronic","Non-Integral LED Fixture, 1729W total fixture wattage, any fixture shape, any application",1729,"Light Emitting Diode (LED)",15,"Y"]
["LED1730-FIXT","LED Non-Int Ballast",null,1730,null,"Electronic","Non-Integral LED Fixture, 1730W total fixture wattage, any fixture shape, any application",1730,"Light Emitting Diode (LED)",15,"Y"]
["LED1731-FIXT","LED Non-Int Ballast",null,1731,null,"Electronic","Non-Integral LED Fixture, 1731W total fixture wattage, any fixture shape, any application",1731,"Light Emitting Diode (LED)",15,"Y"]
["LED1732-FIXT","LED Non-Int Ballast",null,1732,null,"Electronic","Non-Integral LED Fixture, 1732W total fixture wattage, any fixture shape, any application",1732,"Light Emitting Diode (LED)",15,"Y"]
["LED1733-FIXT","LED Non-Int Ballast",null,1733,null,"Electronic","Non-Integral LED Fixture, 1733W total fixture wattage, any fixture shape, any application",1733,"Light Emitting Diode (LED)",15,"Y"]
["LED1734-FIXT","LED Non-Int Ballast",null,1734,null,"Electronic","Non-Integral LED Fixture, 1734W total fixture wattage, any fixture shape, any application",1734,"Light Emitting Diode (LED)",15,"Y"]
["LED1735-FIXT","LED Non-Int Ballast",null,1735,null,"Electronic","Non-Integral LED Fixture, 1735W total fixture wattage, any fixture shape, any application",1735,"Light Emitting Diode (LED)",15,"Y"]
["LED1736-FIXT","LED Non-Int Ballast",null,1736,null,"Electronic","Non-Integral LED Fixture, 1736W total fixture wattage, any fixture shape, any application",1736,"Light Emitting Diode (LED)",15,"Y"]
["LED1737-FIXT","LED Non-Int Ballast",null,1737,null,"Electronic","Non-Integral LED Fixture, 1737W total fixture wattage, any fixture shape, any application",1737,"Light Emitting Diode (LED)",15,"Y"]
["LED1738-FIXT","LED Non-Int Ballast",null,1738,null,"Electronic","Non-Integral LED Fixture, 1738W total fixture wattage, any fixture shape, any application",1738,"Light Emitting Diode (LED)",15,"Y"]
["LED1739-FIXT","LED Non-Int Ballast",null,1739,null,"Electronic","Non-Integral LED Fixture, 1739W total fixture wattage, any fixture shape, any application",1739,"Light Emitting Diode (LED)",15,"Y"]
["LED1740-FIXT","LED Non-Int Ballast",null,1740,null,"Electronic","Non-Integral LED Fixture, 1740W total fixture wattage, any fixture shape, any application",1740,"Light Emitting Diode (LED)",15,"Y"]
["LED1741-FIXT","LED Non-Int Ballast",null,1741,null,"Electronic","Non-Integral LED Fixture, 1741W total fixture wattage, any fixture shape, any application",1741,"Light Emitting Diode (LED)",15,"Y"]
["LED1742-FIXT","LED Non-Int Ballast",null,1742,null,"Electronic","Non-Integral LED Fixture, 1742W total fixture wattage, any fixture shape, any application",1742,"Light Emitting Diode (LED)",15,"Y"]
["LED1743-FIXT","LED Non-Int Ballast",null,1743,null,"Electronic","Non-Integral LED Fixture, 1743W total fixture wattage, any fixture shape, any application",1743,"Light Emitting Diode (LED)",15,"Y"]
["LED1744-FIXT","LED Non-Int Ballast",null,1744,null,"Electronic","Non-Integral LED Fixture, 1744W total fixture wattage, any fixture shape, any application",1744,"Light Emitting Diode (LED)",15,"Y"]
["LED1745-FIXT","LED Non-Int Ballast",null,1745,null,"Electronic","Non-Integral LED Fixture, 1745W total fixture wattage, any fixture shape, any application",1745,"Light Emitting Diode (LED)",15,"Y"]
["LED1746-FIXT","LED Non-Int Ballast",null,1746,null,"Electronic","Non-Integral LED Fixture, 1746W total fixture wattage, any fixture shape, any application",1746,"Light Emitting Diode (LED)",15,"Y"]
["LED1747-FIXT","LED Non-Int Ballast",null,1747,null,"Electronic","Non-Integral LED Fixture, 1747W total fixture wattage, any fixture shape, any application",1747,"Light Emitting Diode (LED)",15,"Y"]
["LED1748-FIXT","LED Non-Int Ballast",null,1748,null,"Electronic","Non-Integral LED Fixture, 1748W total fixture wattage, any fixture shape, any application",1748,"Light Emitting Diode (LED)",15,"Y"]
["LED1749-FIXT","LED Non-Int Ballast",null,1749,null,"Electronic","Non-Integral LED Fixture, 1749W total fixture wattage, any fixture shape, any application",1749,"Light Emitting Diode (LED)",15,"Y"]
["LED1750-FIXT","LED Non-Int Ballast",null,1750,null,"Electronic","Non-Integral LED Fixture, 1750W total fixture wattage, any fixture shape, any application",1750,"Light Emitting Diode (LED)",15,"Y"]
["LED1751-FIXT","LED Non-Int Ballast",null,1751,null,"Electronic","Non-Integral LED Fixture, 1751W total fixture wattage, any fixture shape, any application",1751,"Light Emitting Diode (LED)",15,"Y"]
["LED1752-FIXT","LED Non-Int Ballast",null,1752,null,"Electronic","Non-Integral LED Fixture, 1752W total fixture wattage, any fixture shape, any application",1752,"Light Emitting Diode (LED)",15,"Y"]
["LED1753-FIXT","LED Non-Int Ballast",null,1753,null,"Electronic","Non-Integral LED Fixture, 1753W total fixture wattage, any fixture shape, any application",1753,"Light Emitting Diode (LED)",15,"Y"]
["LED1754-FIXT","LED Non-Int Ballast",null,1754,null,"Electronic","Non-Integral LED Fixture, 1754W total fixture wattage, any fixture shape, any application",1754,"Light Emitting Diode (LED)",15,"Y"]
["LED1755-FIXT","LED Non-Int Ballast",null,1755,null,"Electronic","Non-Integral LED Fixture, 1755W total fixture wattage, any fixture shape, any application",1755,"Light Emitting Diode (LED)",15,"Y"]
["LED1756-FIXT","LED Non-Int Ballast",null,1756,null,"Electronic","Non-Integral LED Fixture, 1756W total fixture wattage, any fixture shape, any application",1756,"Light Emitting Diode (LED)",15,"Y"]
["LED1757-FIXT","LED Non-Int Ballast",null,1757,null,"Electronic","Non-Integral LED Fixture, 1757W total fixture wattage, any fixture shape, any application",1757,"Light Emitting Diode (LED)",15,"Y"]
["LED1758-FIXT","LED Non-Int Ballast",null,1758,null,"Electronic","Non-Integral LED Fixture, 1758W total fixture wattage, any fixture shape, any application",1758,"Light Emitting Diode (LED)",15,"Y"]
["LED1759-FIXT","LED Non-Int Ballast",null,1759,null,"Electronic","Non-Integral LED Fixture, 1759W total fixture wattage, any fixture shape, any application",1759,"Light Emitting Diode (LED)",15,"Y"]
["LED1760-FIXT","LED Non-Int Ballast",null,1760,null,"Electronic","Non-Integral LED Fixture, 1760W total fixture wattage, any fixture shape, any application",1760,"Light Emitting Diode (LED)",15,"Y"]
["LED1761-FIXT","LED Non-Int Ballast",null,1761,null,"Electronic","Non-Integral LED Fixture, 1761W total fixture wattage, any fixture shape, any application",1761,"Light Emitting Diode (LED)",15,"Y"]
["LED1762-FIXT","LED Non-Int Ballast",null,1762,null,"Electronic","Non-Integral LED Fixture, 1762W total fixture wattage, any fixture shape, any application",1762,"Light Emitting Diode (LED)",15,"Y"]
["LED1763-FIXT","LED Non-Int Ballast",null,1763,null,"Electronic","Non-Integral LED Fixture, 1763W total fixture wattage, any fixture shape, any application",1763,"Light Emitting Diode (LED)",15,"Y"]
["LED1764-FIXT","LED Non-Int Ballast",null,1764,null,"Electronic","Non-Integral LED Fixture, 1764W total fixture wattage, any fixture shape, any application",1764,"Light Emitting Diode (LED)",15,"Y"]
["LED1765-FIXT","LED Non-Int Ballast",null,1765,null,"Electronic","Non-Integral LED Fixture, 1765W total fixture wattage, any fixture shape, any application",1765,"Light Emitting Diode (LED)",15,"Y"]
["LED1766-FIXT","LED Non-Int Ballast",null,1766,null,"Electronic","Non-Integral LED Fixture, 1766W total fixture wattage, any fixture shape, any application",1766,"Light Emitting Diode (LED)",15,"Y"]
["LED1767-FIXT","LED Non-Int Ballast",null,1767,null,"Electronic","Non-Integral LED Fixture, 1767W total fixture wattage, any fixture shape, any application",1767,"Light Emitting Diode (LED)",15,"Y"]
["LED1768-FIXT","LED Non-Int Ballast",null,1768,null,"Electronic","Non-Integral LED Fixture, 1768W total fixture wattage, any fixture shape, any application",1768,"Light Emitting Diode (LED)",15,"Y"]
["LED1769-FIXT","LED Non-Int Ballast",null,1769,null,"Electronic","Non-Integral LED Fixture, 1769W total fixture wattage, any fixture shape, any application",1769,"Light Emitting Diode (LED)",15,"Y"]
["LED1770-FIXT","LED Non-Int Ballast",null,1770,null,"Electronic","Non-Integral LED Fixture, 1770W total fixture wattage, any fixture shape, any application",1770,"Light Emitting Diode (LED)",15,"Y"]
["LED1771-FIXT","LED Non-Int Ballast",null,1771,null,"Electronic","Non-Integral LED Fixture, 1771W total fixture wattage, any fixture shape, any application",1771,"Light Emitting Diode (LED)",15,"Y"]
["LED1772-FIXT","LED Non-Int Ballast",null,1772,null,"Electronic","Non-Integral LED Fixture, 1772W total fixture wattage, any fixture shape, any application",1772,"Light Emitting Diode (LED)",15,"Y"]
["LED1773-FIXT","LED Non-Int Ballast",null,1773,null,"Electronic","Non-Integral LED Fixture, 1773W total fixture wattage, any fixture shape, any application",1773,"Light Emitting Diode (LED)",15,"Y"]
["LED1774-FIXT","LED Non-Int Ballast",null,1774,null,"Electronic","Non-Integral LED Fixture, 1774W total fixture wattage, any fixture shape, any application",1774,"Light Emitting Diode (LED)",15,"Y"]
["LED1775-FIXT","LED Non-Int Ballast",null,1775,null,"Electronic","Non-Integral LED Fixture, 1775W total fixture wattage, any fixture shape, any application",1775,"Light Emitting Diode (LED)",15,"Y"]
["LED1776-FIXT","LED Non-Int Ballast",null,1776,null,"Electronic","Non-Integral LED Fixture, 1776W total fixture wattage, any fixture shape, any application",1776,"Light Emitting Diode (LED)",15,"Y"]
["LED1777-FIXT","LED Non-Int Ballast",null,1777,null,"Electronic","Non-Integral LED Fixture, 1777W total fixture wattage, any fixture shape, any application",1777,"Light Emitting Diode (LED)",15,"Y"]
["LED1778-FIXT","LED Non-Int Ballast",null,1778,null,"Electronic","Non-Integral LED Fixture, 1778W total fixture wattage, any fixture shape, any application",1778,"Light Emitting Diode (LED)",15,"Y"]
["LED1779-FIXT","LED Non-Int Ballast",null,1779,null,"Electronic","Non-Integral LED Fixture, 1779W total fixture wattage, any fixture shape, any application",1779,"Light Emitting Diode (LED)",15,"Y"]
["LED1780-FIXT","LED Non-Int Ballast",null,1780,null,"Electronic","Non-Integral LED Fixture, 1780W total fixture wattage, any fixture shape, any application",1780,"Light Emitting Diode (LED)",15,"Y"]
["LED1781-FIXT","LED Non-Int Ballast",null,1781,null,"Electronic","Non-Integral LED Fixture, 1781W total fixture wattage, any fixture shape, any application",1781,"Light Emitting Diode (LED)",15,"Y"]
["LED1782-FIXT","LED Non-Int Ballast",null,1782,null,"Electronic","Non-Integral LED Fixture, 1782W total fixture wattage, any fixture shape, any application",1782,"Light Emitting Diode (LED)",15,"Y"]
["LED1783-FIXT","LED Non-Int Ballast",null,1783,null,"Electronic","Non-Integral LED Fixture, 1783W total fixture wattage, any fixture shape, any application",1783,"Light Emitting Diode (LED)",15,"Y"]
["LED1784-FIXT","LED Non-Int Ballast",null,1784,null,"Electronic","Non-Integral LED Fixture, 1784W total fixture wattage, any fixture shape, any application",1784,"Light Emitting Diode (LED)",15,"Y"]
["LED1785-FIXT","LED Non-Int Ballast",null,1785,null,"Electronic","Non-Integral LED Fixture, 1785W total fixture wattage, any fixture shape, any application",1785,"Light Emitting Diode (LED)",15,"Y"]
["LED1786-FIXT","LED Non-Int Ballast",null,1786,null,"Electronic","Non-Integral LED Fixture, 1786W total fixture wattage, any fixture shape, any application",1786,"Light Emitting Diode (LED)",15,"Y"]
["LED1787-FIXT","LED Non-Int Ballast",null,1787,null,"Electronic","Non-Integral LED Fixture, 1787W total fixture wattage, any fixture shape, any application",1787,"Light Emitting Diode (LED)",15,"Y"]
["LED1788-FIXT","LED Non-Int Ballast",null,1788,null,"Electronic","Non-Integral LED Fixture, 1788W total fixture wattage, any fixture shape, any application",1788,"Light Emitting Diode (LED)",15,"Y"]
["LED1789-FIXT","LED Non-Int Ballast",null,1789,null,"Electronic","Non-Integral LED Fixture, 1789W total fixture wattage, any fixture shape, any application",1789,"Light Emitting Diode (LED)",15,"Y"]
["LED1790-FIXT","LED Non-Int Ballast",null,1790,null,"Electronic","Non-Integral LED Fixture, 1790W total fixture wattage, any fixture shape, any application",1790,"Light Emitting Diode (LED)",15,"Y"]
["LED1791-FIXT","LED Non-Int Ballast",null,1791,null,"Electronic","Non-Integral LED Fixture, 1791W total fixture wattage, any fixture shape, any application",1791,"Light Emitting Diode (LED)",15,"Y"]
["LED1792-FIXT","LED Non-Int Ballast",null,1792,null,"Electronic","Non-Integral LED Fixture, 1792W total fixture wattage, any fixture shape, any application",1792,"Light Emitting Diode (LED)",15,"Y"]
["LED1793-FIXT","LED Non-Int Ballast",null,1793,null,"Electronic","Non-Integral LED Fixture, 1793W total fixture wattage, any fixture shape, any application",1793,"Light Emitting Diode (LED)",15,"Y"]
["LED1794-FIXT","LED Non-Int Ballast",null,1794,null,"Electronic","Non-Integral LED Fixture, 1794W total fixture wattage, any fixture shape, any application",1794,"Light Emitting Diode (LED)",15,"Y"]
["LED1795-FIXT","LED Non-Int Ballast",null,1795,null,"Electronic","Non-Integral LED Fixture, 1795W total fixture wattage, any fixture shape, any application",1795,"Light Emitting Diode (LED)",15,"Y"]
["LED1796-FIXT","LED Non-Int Ballast",null,1796,null,"Electronic","Non-Integral LED Fixture, 1796W total fixture wattage, any fixture shape, any application",1796,"Light Emitting Diode (LED)",15,"Y"]
["LED1797-FIXT","LED Non-Int Ballast",null,1797,null,"Electronic","Non-Integral LED Fixture, 1797W total fixture wattage, any fixture shape, any application",1797,"Light Emitting Diode (LED)",15,"Y"]
["LED1798-FIXT","LED Non-Int Ballast",null,1798,null,"Electronic","Non-Integral LED Fixture, 1798W total fixture wattage, any fixture shape, any application",1798,"Light Emitting Diode (LED)",15,"Y"]
["LED1799-FIXT","LED Non-Int Ballast",null,1799,null,"Electronic","Non-Integral LED Fixture, 1799W total fixture wattage, any fixture shape, any application",1799,"Light Emitting Diode (LED)",15,"Y"]
["LED1800-FIXT","LED Non-Int Ballast",null,1800,null,"Electronic","Non-Integral LED Fixture, 1800W total fixture wattage, any fixture shape, any application",1800,"Light Emitting Diode (LED)",15,"Y"]
["LED1801-FIXT","LED Non-Int Ballast",null,1801,null,"Electronic","Non-Integral LED Fixture, 1801W total fixture wattage, any fixture shape, any application",1801,"Light Emitting Diode (LED)",15,"Y"]
["LED1802-FIXT","LED Non-Int Ballast",null,1802,null,"Electronic","Non-Integral LED Fixture, 1802W total fixture wattage, any fixture shape, any application",1802,"Light Emitting Diode (LED)",15,"Y"]
["LED1803-FIXT","LED Non-Int Ballast",null,1803,null,"Electronic","Non-Integral LED Fixture, 1803W total fixture wattage, any fixture shape, any application",1803,"Light Emitting Diode (LED)",15,"Y"]
["LED1804-FIXT","LED Non-Int Ballast",null,1804,null,"Electronic","Non-Integral LED Fixture, 1804W total fixture wattage, any fixture shape, any application",1804,"Light Emitting Diode (LED)",15,"Y"]
["LED1805-FIXT","LED Non-Int Ballast",null,1805,null,"Electronic","Non-Integral LED Fixture, 1805W total fixture wattage, any fixture shape, any application",1805,"Light Emitting Diode (LED)",15,"Y"]
["LED1806-FIXT","LED Non-Int Ballast",null,1806,null,"Electronic","Non-Integral LED Fixture, 1806W total fixture wattage, any fixture shape, any application",1806,"Light Emitting Diode (LED)",15,"Y"]
["LED1807-FIXT","LED Non-Int Ballast",null,1807,null,"Electronic","Non-Integral LED Fixture, 1807W total fixture wattage, any fixture shape, any application",1807,"Light Emitting Diode (LED)",15,"Y"]
["LED1808-FIXT","LED Non-Int Ballast",null,1808,null,"Electronic","Non-Integral LED Fixture, 1808W total fixture wattage, any fixture shape, any application",1808,"Light Emitting Diode (LED)",15,"Y"]
["LED1809-FIXT","LED Non-Int Ballast",null,1809,null,"Electronic","Non-Integral LED Fixture, 1809W total fixture wattage, any fixture shape, any application",1809,"Light Emitting Diode (LED)",15,"Y"]
["LED1810-FIXT","LED Non-Int Ballast",null,1810,null,"Electronic","Non-Integral LED Fixture, 1810W total fixture wattage, any fixture shape, any application",1810,"Light Emitting Diode (LED)",15,"Y"]
["LED1811-FIXT","LED Non-Int Ballast",null,1811,null,"Electronic","Non-Integral LED Fixture, 1811W total fixture wattage, any fixture shape, any application",1811,"Light Emitting Diode (LED)",15,"Y"]
["LED1812-FIXT","LED Non-Int Ballast",null,1812,null,"Electronic","Non-Integral LED Fixture, 1812W total fixture wattage, any fixture shape, any application",1812,"Light Emitting Diode (LED)",15,"Y"]
["LED1813-FIXT","LED Non-Int Ballast",null,1813,null,"Electronic","Non-Integral LED Fixture, 1813W total fixture wattage, any fixture shape, any application",1813,"Light Emitting Diode (LED)",15,"Y"]
["LED1814-FIXT","LED Non-Int Ballast",null,1814,null,"Electronic","Non-Integral LED Fixture, 1814W total fixture wattage, any fixture shape, any application",1814,"Light Emitting Diode (LED)",15,"Y"]
["LED1815-FIXT","LED Non-Int Ballast",null,1815,null,"Electronic","Non-Integral LED Fixture, 1815W total fixture wattage, any fixture shape, any application",1815,"Light Emitting Diode (LED)",15,"Y"]
["LED1816-FIXT","LED Non-Int Ballast",null,1816,null,"Electronic","Non-Integral LED Fixture, 1816W total fixture wattage, any fixture shape, any application",1816,"Light Emitting Diode (LED)",15,"Y"]
["LED1817-FIXT","LED Non-Int Ballast",null,1817,null,"Electronic","Non-Integral LED Fixture, 1817W total fixture wattage, any fixture shape, any application",1817,"Light Emitting Diode (LED)",15,"Y"]
["LED1818-FIXT","LED Non-Int Ballast",null,1818,null,"Electronic","Non-Integral LED Fixture, 1818W total fixture wattage, any fixture shape, any application",1818,"Light Emitting Diode (LED)",15,"Y"]
["LED1819-FIXT","LED Non-Int Ballast",null,1819,null,"Electronic","Non-Integral LED Fixture, 1819W total fixture wattage, any fixture shape, any application",1819,"Light Emitting Diode (LED)",15,"Y"]
["LED1820-FIXT","LED Non-Int Ballast",null,1820,null,"Electronic","Non-Integral LED Fixture, 1820W total fixture wattage, any fixture shape, any application",1820,"Light Emitting Diode (LED)",15,"Y"]
["LED1821-FIXT","LED Non-Int Ballast",null,1821,null,"Electronic","Non-Integral LED Fixture, 1821W total fixture wattage, any fixture shape, any application",1821,"Light Emitting Diode (LED)",15,"Y"]
["LED1822-FIXT","LED Non-Int Ballast",null,1822,null,"Electronic","Non-Integral LED Fixture, 1822W total fixture wattage, any fixture shape, any application",1822,"Light Emitting Diode (LED)",15,"Y"]
["LED1823-FIXT","LED Non-Int Ballast",null,1823,null,"Electronic","Non-Integral LED Fixture, 1823W total fixture wattage, any fixture shape, any application",1823,"Light Emitting Diode (LED)",15,"Y"]
["LED1824-FIXT","LED Non-Int Ballast",null,1824,null,"Electronic","Non-Integral LED Fixture, 1824W total fixture wattage, any fixture shape, any application",1824,"Light Emitting Diode (LED)",15,"Y"]
["LED1825-FIXT","LED Non-Int Ballast",null,1825,null,"Electronic","Non-Integral LED Fixture, 1825W total fixture wattage, any fixture shape, any application",1825,"Light Emitting Diode (LED)",15,"Y"]
["LED1826-FIXT","LED Non-Int Ballast",null,1826,null,"Electronic","Non-Integral LED Fixture, 1826W total fixture wattage, any fixture shape, any application",1826,"Light Emitting Diode (LED)",15,"Y"]
["LED1827-FIXT","LED Non-Int Ballast",null,1827,null,"Electronic","Non-Integral LED Fixture, 1827W total fixture wattage, any fixture shape, any application",1827,"Light Emitting Diode (LED)",15,"Y"]
["LED1828-FIXT","LED Non-Int Ballast",null,1828,null,"Electronic","Non-Integral LED Fixture, 1828W total fixture wattage, any fixture shape, any application",1828,"Light Emitting Diode (LED)",15,"Y"]
["LED1829-FIXT","LED Non-Int Ballast",null,1829,null,"Electronic","Non-Integral LED Fixture, 1829W total fixture wattage, any fixture shape, any application",1829,"Light Emitting Diode (LED)",15,"Y"]
["LED1830-FIXT","LED Non-Int Ballast",null,1830,null,"Electronic","Non-Integral LED Fixture, 1830W total fixture wattage, any fixture shape, any application",1830,"Light Emitting Diode (LED)",15,"Y"]
["LED1831-FIXT","LED Non-Int Ballast",null,1831,null,"Electronic","Non-Integral LED Fixture, 1831W total fixture wattage, any fixture shape, any application",1831,"Light Emitting Diode (LED)",15,"Y"]
["LED1832-FIXT","LED Non-Int Ballast",null,1832,null,"Electronic","Non-Integral LED Fixture, 1832W total fixture wattage, any fixture shape, any application",1832,"Light Emitting Diode (LED)",15,"Y"]
["LED1833-FIXT","LED Non-Int Ballast",null,1833,null,"Electronic","Non-Integral LED Fixture, 1833W total fixture wattage, any fixture shape, any application",1833,"Light Emitting Diode (LED)",15,"Y"]
["LED1834-FIXT","LED Non-Int Ballast",null,1834,null,"Electronic","Non-Integral LED Fixture, 1834W total fixture wattage, any fixture shape, any application",1834,"Light Emitting Diode (LED)",15,"Y"]
["LED1835-FIXT","LED Non-Int Ballast",null,1835,null,"Electronic","Non-Integral LED Fixture, 1835W total fixture wattage, any fixture shape, any application",1835,"Light Emitting Diode (LED)",15,"Y"]
["LED1836-FIXT","LED Non-Int Ballast",null,1836,null,"Electronic","Non-Integral LED Fixture, 1836W total fixture wattage, any fixture shape, any application",1836,"Light Emitting Diode (LED)",15,"Y"]
["LED1837-FIXT","LED Non-Int Ballast",null,1837,null,"Electronic","Non-Integral LED Fixture, 1837W total fixture wattage, any fixture shape, any application",1837,"Light Emitting Diode (LED)",15,"Y"]
["LED1838-FIXT","LED Non-Int Ballast",null,1838,null,"Electronic","Non-Integral LED Fixture, 1838W total fixture wattage, any fixture shape, any application",1838,"Light Emitting Diode (LED)",15,"Y"]
["LED1839-FIXT","LED Non-Int Ballast",null,1839,null,"Electronic","Non-Integral LED Fixture, 1839W total fixture wattage, any fixture shape, any application",1839,"Light Emitting Diode (LED)",15,"Y"]
["LED1840-FIXT","LED Non-Int Ballast",null,1840,null,"Electronic","Non-Integral LED Fixture, 1840W total fixture wattage, any fixture shape, any application",1840,"Light Emitting Diode (LED)",15,"Y"]
["LED1841-FIXT","LED Non-Int Ballast",null,1841,null,"Electronic","Non-Integral LED Fixture, 1841W total fixture wattage, any fixture shape, any application",1841,"Light Emitting Diode (LED)",15,"Y"]
["LED1842-FIXT","LED Non-Int Ballast",null,1842,null,"Electronic","Non-Integral LED Fixture, 1842W total fixture wattage, any fixture shape, any application",1842,"Light Emitting Diode (LED)",15,"Y"]
["LED1843-FIXT","LED Non-Int Ballast",null,1843,null,"Electronic","Non-Integral LED Fixture, 1843W total fixture wattage, any fixture shape, any application",1843,"Light Emitting Diode (LED)",15,"Y"]
["LED1844-FIXT","LED Non-Int Ballast",null,1844,null,"Electronic","Non-Integral LED Fixture, 1844W total fixture wattage, any fixture shape, any application",1844,"Light Emitting Diode (LED)",15,"Y"]
["LED1845-FIXT","LED Non-Int Ballast",null,1845,null,"Electronic","Non-Integral LED Fixture, 1845W total fixture wattage, any fixture shape, any application",1845,"Light Emitting Diode (LED)",15,"Y"]
["LED1846-FIXT","LED Non-Int Ballast",null,1846,null,"Electronic","Non-Integral LED Fixture, 1846W total fixture wattage, any fixture shape, any application",1846,"Light Emitting Diode (LED)",15,"Y"]
["LED1847-FIXT","LED Non-Int Ballast",null,1847,null,"Electronic","Non-Integral LED Fixture, 1847W total fixture wattage, any fixture shape, any application",1847,"Light Emitting Diode (LED)",15,"Y"]
["LED1848-FIXT","LED Non-Int Ballast",null,1848,null,"Electronic","Non-Integral LED Fixture, 1848W total fixture wattage, any fixture shape, any application",1848,"Light Emitting Diode (LED)",15,"Y"]
["LED1849-FIXT","LED Non-Int Ballast",null,1849,null,"Electronic","Non-Integral LED Fixture, 1849W total fixture wattage, any fixture shape, any application",1849,"Light Emitting Diode (LED)",15,"Y"]
["LED1850-FIXT","LED Non-Int Ballast",null,1850,null,"Electronic","Non-Integral LED Fixture, 1850W total fixture wattage, any fixture shape, any application",1850,"Light Emitting Diode (LED)",15,"Y"]
["LED1851-FIXT","LED Non-Int Ballast",null,1851,null,"Electronic","Non-Integral LED Fixture, 1851W total fixture wattage, any fixture shape, any application",1851,"Light Emitting Diode (LED)",15,"Y"]
["LED1852-FIXT","LED Non-Int Ballast",null,1852,null,"Electronic","Non-Integral LED Fixture, 1852W total fixture wattage, any fixture shape, any application",1852,"Light Emitting Diode (LED)",15,"Y"]
["LED1853-FIXT","LED Non-Int Ballast",null,1853,null,"Electronic","Non-Integral LED Fixture, 1853W total fixture wattage, any fixture shape, any application",1853,"Light Emitting Diode (LED)",15,"Y"]
["LED1854-FIXT","LED Non-Int Ballast",null,1854,null,"Electronic","Non-Integral LED Fixture, 1854W total fixture wattage, any fixture shape, any application",1854,"Light Emitting Diode (LED)",15,"Y"]
["LED1855-FIXT","LED Non-Int Ballast",null,1855,null,"Electronic","Non-Integral LED Fixture, 1855W total fixture wattage, any fixture shape, any application",1855,"Light Emitting Diode (LED)",15,"Y"]
["LED1856-FIXT","LED Non-Int Ballast",null,1856,null,"Electronic","Non-Integral LED Fixture, 1856W total fixture wattage, any fixture shape, any application",1856,"Light Emitting Diode (LED)",15,"Y"]
["LED1857-FIXT","LED Non-Int Ballast",null,1857,null,"Electronic","Non-Integral LED Fixture, 1857W total fixture wattage, any fixture shape, any application",1857,"Light Emitting Diode (LED)",15,"Y"]
["LED1858-FIXT","LED Non-Int Ballast",null,1858,null,"Electronic","Non-Integral LED Fixture, 1858W total fixture wattage, any fixture shape, any application",1858,"Light Emitting Diode (LED)",15,"Y"]
["LED1859-FIXT","LED Non-Int Ballast",null,1859,null,"Electronic","Non-Integral LED Fixture, 1859W total fixture wattage, any fixture shape, any application",1859,"Light Emitting Diode (LED)",15,"Y"]
["LED1860-FIXT","LED Non-Int Ballast",null,1860,null,"Electronic","Non-Integral LED Fixture, 1860W total fixture wattage, any fixture shape, any application",1860,"Light Emitting Diode (LED)",15,"Y"]
["LED1861-FIXT","LED Non-Int Ballast",null,1861,null,"Electronic","Non-Integral LED Fixture, 1861W total fixture wattage, any fixture shape, any application",1861,"Light Emitting Diode (LED)",15,"Y"]
["LED1862-FIXT","LED Non-Int Ballast",null,1862,null,"Electronic","Non-Integral LED Fixture, 1862W total fixture wattage, any fixture shape, any application",1862,"Light Emitting Diode (LED)",15,"Y"]
["LED1863-FIXT","LED Non-Int Ballast",null,1863,null,"Electronic","Non-Integral LED Fixture, 1863W total fixture wattage, any fixture shape, any application",1863,"Light Emitting Diode (LED)",15,"Y"]
["LED1864-FIXT","LED Non-Int Ballast",null,1864,null,"Electronic","Non-Integral LED Fixture, 1864W total fixture wattage, any fixture shape, any application",1864,"Light Emitting Diode (LED)",15,"Y"]
["LED1865-FIXT","LED Non-Int Ballast",null,1865,null,"Electronic","Non-Integral LED Fixture, 1865W total fixture wattage, any fixture shape, any application",1865,"Light Emitting Diode (LED)",15,"Y"]
["LED1866-FIXT","LED Non-Int Ballast",null,1866,null,"Electronic","Non-Integral LED Fixture, 1866W total fixture wattage, any fixture shape, any application",1866,"Light Emitting Diode (LED)",15,"Y"]
["LED1867-FIXT","LED Non-Int Ballast",null,1867,null,"Electronic","Non-Integral LED Fixture, 1867W total fixture wattage, any fixture shape, any application",1867,"Light Emitting Diode (LED)",15,"Y"]
["LED1868-FIXT","LED Non-Int Ballast",null,1868,null,"Electronic","Non-Integral LED Fixture, 1868W total fixture wattage, any fixture shape, any application",1868,"Light Emitting Diode (LED)",15,"Y"]
["LED1869-FIXT","LED Non-Int Ballast",null,1869,null,"Electronic","Non-Integral LED Fixture, 1869W total fixture wattage, any fixture shape, any application",1869,"Light Emitting Diode (LED)",15,"Y"]
["LED1870-FIXT","LED Non-Int Ballast",null,1870,null,"Electronic","Non-Integral LED Fixture, 1870W total fixture wattage, any fixture shape, any application",1870,"Light Emitting Diode (LED)",15,"Y"]
["LED1871-FIXT","LED Non-Int Ballast",null,1871,null,"Electronic","Non-Integral LED Fixture, 1871W total fixture wattage, any fixture shape, any application",1871,"Light Emitting Diode (LED)",15,"Y"]
["LED1872-FIXT","LED Non-Int Ballast",null,1872,null,"Electronic","Non-Integral LED Fixture, 1872W total fixture wattage, any fixture shape, any application",1872,"Light Emitting Diode (LED)",15,"Y"]
["LED1873-FIXT","LED Non-Int Ballast",null,1873,null,"Electronic","Non-Integral LED Fixture, 1873W total fixture wattage, any fixture shape, any application",1873,"Light Emitting Diode (LED)",15,"Y"]
["LED1874-FIXT","LED Non-Int Ballast",null,1874,null,"Electronic","Non-Integral LED Fixture, 1874W total fixture wattage, any fixture shape, any application",1874,"Light Emitting Diode (LED)",15,"Y"]
["LED1875-FIXT","LED Non-Int Ballast",null,1875,null,"Electronic","Non-Integral LED Fixture, 1875W total fixture wattage, any fixture shape, any application",1875,"Light Emitting Diode (LED)",15,"Y"]
["LED1876-FIXT","LED Non-Int Ballast",null,1876,null,"Electronic","Non-Integral LED Fixture, 1876W total fixture wattage, any fixture shape, any application",1876,"Light Emitting Diode (LED)",15,"Y"]
["LED1877-FIXT","LED Non-Int Ballast",null,1877,null,"Electronic","Non-Integral LED Fixture, 1877W total fixture wattage, any fixture shape, any application",1877,"Light Emitting Diode (LED)",15,"Y"]
["LED1878-FIXT","LED Non-Int Ballast",null,1878,null,"Electronic","Non-Integral LED Fixture, 1878W total fixture wattage, any fixture shape, any application",1878,"Light Emitting Diode (LED)",15,"Y"]
["LED1879-FIXT","LED Non-Int Ballast",null,1879,null,"Electronic","Non-Integral LED Fixture, 1879W total fixture wattage, any fixture shape, any application",1879,"Light Emitting Diode (LED)",15,"Y"]
["LED1880-FIXT","LED Non-Int Ballast",null,1880,null,"Electronic","Non-Integral LED Fixture, 1880W total fixture wattage, any fixture shape, any application",1880,"Light Emitting Diode (LED)",15,"Y"]
["LED1881-FIXT","LED Non-Int Ballast",null,1881,null,"Electronic","Non-Integral LED Fixture, 1881W total fixture wattage, any fixture shape, any application",1881,"Light Emitting Diode (LED)",15,"Y"]
["LED1882-FIXT","LED Non-Int Ballast",null,1882,null,"Electronic","Non-Integral LED Fixture, 1882W total fixture wattage, any fixture shape, any application",1882,"Light Emitting Diode (LED)",15,"Y"]
["LED1883-FIXT","LED Non-Int Ballast",null,1883,null,"Electronic","Non-Integral LED Fixture, 1883W total fixture wattage, any fixture shape, any application",1883,"Light Emitting Diode (LED)",15,"Y"]
["LED1884-FIXT","LED Non-Int Ballast",null,1884,null,"Electronic","Non-Integral LED Fixture, 1884W total fixture wattage, any fixture shape, any application",1884,"Light Emitting Diode (LED)",15,"Y"]
["LED1885-FIXT","LED Non-Int Ballast",null,1885,null,"Electronic","Non-Integral LED Fixture, 1885W total fixture wattage, any fixture shape, any application",1885,"Light Emitting Diode (LED)",15,"Y"]
["LED1886-FIXT","LED Non-Int Ballast",null,1886,null,"Electronic","Non-Integral LED Fixture, 1886W total fixture wattage, any fixture shape, any application",1886,"Light Emitting Diode (LED)",15,"Y"]
["LED1887-FIXT","LED Non-Int Ballast",null,1887,null,"Electronic","Non-Integral LED Fixture, 1887W total fixture wattage, any fixture shape, any application",1887,"Light Emitting Diode (LED)",15,"Y"]
["LED1888-FIXT","LED Non-Int Ballast",null,1888,null,"Electronic","Non-Integral LED Fixture, 1888W total fixture wattage, any fixture shape, any application",1888,"Light Emitting Diode (LED)",15,"Y"]
["LED1889-FIXT","LED Non-Int Ballast",null,1889,null,"Electronic","Non-Integral LED Fixture, 1889W total fixture wattage, any fixture shape, any application",1889,"Light Emitting Diode (LED)",15,"Y"]
["LED1890-FIXT","LED Non-Int Ballast",null,1890,null,"Electronic","Non-Integral LED Fixture, 1890W total fixture wattage, any fixture shape, any application",1890,"Light Emitting Diode (LED)",15,"Y"]
["LED1891-FIXT","LED Non-Int Ballast",null,1891,null,"Electronic","Non-Integral LED Fixture, 1891W total fixture wattage, any fixture shape, any application",1891,"Light Emitting Diode (LED)",15,"Y"]
["LED1892-FIXT","LED Non-Int Ballast",null,1892,null,"Electronic","Non-Integral LED Fixture, 1892W total fixture wattage, any fixture shape, any application",1892,"Light Emitting Diode (LED)",15,"Y"]
["LED1893-FIXT","LED Non-Int Ballast",null,1893,null,"Electronic","Non-Integral LED Fixture, 1893W total fixture wattage, any fixture shape, any application",1893,"Light Emitting Diode (LED)",15,"Y"]
["LED1894-FIXT","LED Non-Int Ballast",null,1894,null,"Electronic","Non-Integral LED Fixture, 1894W total fixture wattage, any fixture shape, any application",1894,"Light Emitting Diode (LED)",15,"Y"]
["LED1895-FIXT","LED Non-Int Ballast",null,1895,null,"Electronic","Non-Integral LED Fixture, 1895W total fixture wattage, any fixture shape, any application",1895,"Light Emitting Diode (LED)",15,"Y"]
["LED1896-FIXT","LED Non-Int Ballast",null,1896,null,"Electronic","Non-Integral LED Fixture, 1896W total fixture wattage, any fixture shape, any application",1896,"Light Emitting Diode (LED)",15,"Y"]
["LED1897-FIXT","LED Non-Int Ballast",null,1897,null,"Electronic","Non-Integral LED Fixture, 1897W total fixture wattage, any fixture shape, any application",1897,"Light Emitting Diode (LED)",15,"Y"]
["LED1898-FIXT","LED Non-Int Ballast",null,1898,null,"Electronic","Non-Integral LED Fixture, 1898W total fixture wattage, any fixture shape, any application",1898,"Light Emitting Diode (LED)",15,"Y"]
["LED1899-FIXT","LED Non-Int Ballast",null,1899,null,"Electronic","Non-Integral LED Fixture, 1899W total fixture wattage, any fixture shape, any application",1899,"Light Emitting Diode (LED)",15,"Y"]
["LED1900-FIXT","LED Non-Int Ballast",null,1900,null,"Electronic","Non-Integral LED Fixture, 1900W total fixture wattage, any fixture shape, any application",1900,"Light Emitting Diode (LED)",15,"Y"]
["LED1901-FIXT","LED Non-Int Ballast",null,1901,null,"Electronic","Non-Integral LED Fixture, 1901W total fixture wattage, any fixture shape, any application",1901,"Light Emitting Diode (LED)",15,"Y"]
["LED1902-FIXT","LED Non-Int Ballast",null,1902,null,"Electronic","Non-Integral LED Fixture, 1902W total fixture wattage, any fixture shape, any application",1902,"Light Emitting Diode (LED)",15,"Y"]
["LED1903-FIXT","LED Non-Int Ballast",null,1903,null,"Electronic","Non-Integral LED Fixture, 1903W total fixture wattage, any fixture shape, any application",1903,"Light Emitting Diode (LED)",15,"Y"]
["LED1904-FIXT","LED Non-Int Ballast",null,1904,null,"Electronic","Non-Integral LED Fixture, 1904W total fixture wattage, any fixture shape, any application",1904,"Light Emitting Diode (LED)",15,"Y"]
["LED1905-FIXT","LED Non-Int Ballast",null,1905,null,"Electronic","Non-Integral LED Fixture, 1905W total fixture wattage, any fixture shape, any application",1905,"Light Emitting Diode (LED)",15,"Y"]
["LED1906-FIXT","LED Non-Int Ballast",null,1906,null,"Electronic","Non-Integral LED Fixture, 1906W total fixture wattage, any fixture shape, any application",1906,"Light Emitting Diode (LED)",15,"Y"]
["LED1907-FIXT","LED Non-Int Ballast",null,1907,null,"Electronic","Non-Integral LED Fixture, 1907W total fixture wattage, any fixture shape, any application",1907,"Light Emitting Diode (LED)",15,"Y"]
["LED1908-FIXT","LED Non-Int Ballast",null,1908,null,"Electronic","Non-Integral LED Fixture, 1908W total fixture wattage, any fixture shape, any application",1908,"Light Emitting Diode (LED)",15,"Y"]
["LED1909-FIXT","LED Non-Int Ballast",null,1909,null,"Electronic","Non-Integral LED Fixture, 1909W total fixture wattage, any fixture shape, any application",1909,"Light Emitting Diode (LED)",15,"Y"]
["LED1910-FIXT","LED Non-Int Ballast",null,1910,null,"Electronic","Non-Integral LED Fixture, 1910W total fixture wattage, any fixture shape, any application",1910,"Light Emitting Diode (LED)",15,"Y"]
["LED1911-FIXT","LED Non-Int Ballast",null,1911,null,"Electronic","Non-Integral LED Fixture, 1911W total fixture wattage, any fixture shape, any application",1911,"Light Emitting Diode (LED)",15,"Y"]
["LED1912-FIXT","LED Non-Int Ballast",null,1912,null,"Electronic","Non-Integral LED Fixture, 1912W total fixture wattage, any fixture shape, any application",1912,"Light Emitting Diode (LED)",15,"Y"]
["LED1913-FIXT","LED Non-Int Ballast",null,1913,null,"Electronic","Non-Integral LED Fixture, 1913W total fixture wattage, any fixture shape, any application",1913,"Light Emitting Diode (LED)",15,"Y"]
["LED1914-FIXT","LED Non-Int Ballast",null,1914,null,"Electronic","Non-Integral LED Fixture, 1914W total fixture wattage, any fixture shape, any application",1914,"Light Emitting Diode (LED)",15,"Y"]
["LED1915-FIXT","LED Non-Int Ballast",null,1915,null,"Electronic","Non-Integral LED Fixture, 1915W total fixture wattage, any fixture shape, any application",1915,"Light Emitting Diode (LED)",15,"Y"]
["LED1916-FIXT","LED Non-Int Ballast",null,1916,null,"Electronic","Non-Integral LED Fixture, 1916W total fixture wattage, any fixture shape, any application",1916,"Light Emitting Diode (LED)",15,"Y"]
["LED1917-FIXT","LED Non-Int Ballast",null,1917,null,"Electronic","Non-Integral LED Fixture, 1917W total fixture wattage, any fixture shape, any application",1917,"Light Emitting Diode (LED)",15,"Y"]
["LED1918-FIXT","LED Non-Int Ballast",null,1918,null,"Electronic","Non-Integral LED Fixture, 1918W total fixture wattage, any fixture shape, any application",1918,"Light Emitting Diode (LED)",15,"Y"]
["LED1919-FIXT","LED Non-Int Ballast",null,1919,null,"Electronic","Non-Integral LED Fixture, 1919W total fixture wattage, any fixture shape, any application",1919,"Light Emitting Diode (LED)",15,"Y"]
["LED1920-FIXT","LED Non-Int Ballast",null,1920,null,"Electronic","Non-Integral LED Fixture, 1920W total fixture wattage, any fixture shape, any application",1920,"Light Emitting Diode (LED)",15,"Y"]
["LED1921-FIXT","LED Non-Int Ballast",null,1921,null,"Electronic","Non-Integral LED Fixture, 1921W total fixture wattage, any fixture shape, any application",1921,"Light Emitting Diode (LED)",15,"Y"]
["LED1922-FIXT","LED Non-Int Ballast",null,1922,null,"Electronic","Non-Integral LED Fixture, 1922W total fixture wattage, any fixture shape, any application",1922,"Light Emitting Diode (LED)",15,"Y"]
["LED1923-FIXT","LED Non-Int Ballast",null,1923,null,"Electronic","Non-Integral LED Fixture, 1923W total fixture wattage, any fixture shape, any application",1923,"Light Emitting Diode (LED)",15,"Y"]
["LED1924-FIXT","LED Non-Int Ballast",null,1924,null,"Electronic","Non-Integral LED Fixture, 1924W total fixture wattage, any fixture shape, any application",1924,"Light Emitting Diode (LED)",15,"Y"]
["LED1925-FIXT","LED Non-Int Ballast",null,1925,null,"Electronic","Non-Integral LED Fixture, 1925W total fixture wattage, any fixture shape, any application",1925,"Light Emitting Diode (LED)",15,"Y"]
["LED1926-FIXT","LED Non-Int Ballast",null,1926,null,"Electronic","Non-Integral LED Fixture, 1926W total fixture wattage, any fixture shape, any application",1926,"Light Emitting Diode (LED)",15,"Y"]
["LED1927-FIXT","LED Non-Int Ballast",null,1927,null,"Electronic","Non-Integral LED Fixture, 1927W total fixture wattage, any fixture shape, any application",1927,"Light Emitting Diode (LED)",15,"Y"]
["LED1928-FIXT","LED Non-Int Ballast",null,1928,null,"Electronic","Non-Integral LED Fixture, 1928W total fixture wattage, any fixture shape, any application",1928,"Light Emitting Diode (LED)",15,"Y"]
["LED1929-FIXT","LED Non-Int Ballast",null,1929,null,"Electronic","Non-Integral LED Fixture, 1929W total fixture wattage, any fixture shape, any application",1929,"Light Emitting Diode (LED)",15,"Y"]
["LED1930-FIXT","LED Non-Int Ballast",null,1930,null,"Electronic","Non-Integral LED Fixture, 1930W total fixture wattage, any fixture shape, any application",1930,"Light Emitting Diode (LED)",15,"Y"]
["LED1931-FIXT","LED Non-Int Ballast",null,1931,null,"Electronic","Non-Integral LED Fixture, 1931W total fixture wattage, any fixture shape, any application",1931,"Light Emitting Diode (LED)",15,"Y"]
["LED1932-FIXT","LED Non-Int Ballast",null,1932,null,"Electronic","Non-Integral LED Fixture, 1932W total fixture wattage, any fixture shape, any application",1932,"Light Emitting Diode (LED)",15,"Y"]
["LED1933-FIXT","LED Non-Int Ballast",null,1933,null,"Electronic","Non-Integral LED Fixture, 1933W total fixture wattage, any fixture shape, any application",1933,"Light Emitting Diode (LED)",15,"Y"]
["LED1934-FIXT","LED Non-Int Ballast",null,1934,null,"Electronic","Non-Integral LED Fixture, 1934W total fixture wattage, any fixture shape, any application",1934,"Light Emitting Diode (LED)",15,"Y"]
["LED1935-FIXT","LED Non-Int Ballast",null,1935,null,"Electronic","Non-Integral LED Fixture, 1935W total fixture wattage, any fixture shape, any application",1935,"Light Emitting Diode (LED)",15,"Y"]
["LED1936-FIXT","LED Non-Int Ballast",null,1936,null,"Electronic","Non-Integral LED Fixture, 1936W total fixture wattage, any fixture shape, any application",1936,"Light Emitting Diode (LED)",15,"Y"]
["LED1937-FIXT","LED Non-Int Ballast",null,1937,null,"Electronic","Non-Integral LED Fixture, 1937W total fixture wattage, any fixture shape, any application",1937,"Light Emitting Diode (LED)",15,"Y"]
["LED1938-FIXT","LED Non-Int Ballast",null,1938,null,"Electronic","Non-Integral LED Fixture, 1938W total fixture wattage, any fixture shape, any application",1938,"Light Emitting Diode (LED)",15,"Y"]
["LED1939-FIXT","LED Non-Int Ballast",null,1939,null,"Electronic","Non-Integral LED Fixture, 1939W total fixture wattage, any fixture shape, any application",1939,"Light Emitting Diode (LED)",15,"Y"]
["LED1940-FIXT","LED Non-Int Ballast",null,1940,null,"Electronic","Non-Integral LED Fixture, 1940W total fixture wattage, any fixture shape, any application",1940,"Light Emitting Diode (LED)",15,"Y"]
["LED1941-FIXT","LED Non-Int Ballast",null,1941,null,"Electronic","Non-Integral LED Fixture, 1941W total fixture wattage, any fixture shape, any application",1941,"Light Emitting Diode (LED)",15,"Y"]
["LED1942-FIXT","LED Non-Int Ballast",null,1942,null,"Electronic","Non-Integral LED Fixture, 1942W total fixture wattage, any fixture shape, any application",1942,"Light Emitting Diode (LED)",15,"Y"]
["LED1943-FIXT","LED Non-Int Ballast",null,1943,null,"Electronic","Non-Integral LED Fixture, 1943W total fixture wattage, any fixture shape, any application",1943,"Light Emitting Diode (LED)",15,"Y"]
["LED1944-FIXT","LED Non-Int Ballast",null,1944,null,"Electronic","Non-Integral LED Fixture, 1944W total fixture wattage, any fixture shape, any application",1944,"Light Emitting Diode (LED)",15,"Y"]
["LED1945-FIXT","LED Non-Int Ballast",null,1945,null,"Electronic","Non-Integral LED Fixture, 1945W total fixture wattage, any fixture shape, any application",1945,"Light Emitting Diode (LED)",15,"Y"]
["LED1946-FIXT","LED Non-Int Ballast",null,1946,null,"Electronic","Non-Integral LED Fixture, 1946W total fixture wattage, any fixture shape, any application",1946,"Light Emitting Diode (LED)",15,"Y"]
["LED1947-FIXT","LED Non-Int Ballast",null,1947,null,"Electronic","Non-Integral LED Fixture, 1947W total fixture wattage, any fixture shape, any application",1947,"Light Emitting Diode (LED)",15,"Y"]
["LED1948-FIXT","LED Non-Int Ballast",null,1948,null,"Electronic","Non-Integral LED Fixture, 1948W total fixture wattage, any fixture shape, any application",1948,"Light Emitting Diode (LED)",15,"Y"]
["LED1949-FIXT","LED Non-Int Ballast",null,1949,null,"Electronic","Non-Integral LED Fixture, 1949W total fixture wattage, any fixture shape, any application",1949,"Light Emitting Diode (LED)",15,"Y"]
["LED1950-FIXT","LED Non-Int Ballast",null,1950,null,"Electronic","Non-Integral LED Fixture, 1950W total fixture wattage, any fixture shape, any application",1950,"Light Emitting Diode (LED)",15,"Y"]
["LED1951-FIXT","LED Non-Int Ballast",null,1951,null,"Electronic","Non-Integral LED Fixture, 1951W total fixture wattage, any fixture shape, any application",1951,"Light Emitting Diode (LED)",15,"Y"]
["LED1952-FIXT","LED Non-Int Ballast",null,1952,null,"Electronic","Non-Integral LED Fixture, 1952W total fixture wattage, any fixture shape, any application",1952,"Light Emitting Diode (LED)",15,"Y"]
["LED1953-FIXT","LED Non-Int Ballast",null,1953,null,"Electronic","Non-Integral LED Fixture, 1953W total fixture wattage, any fixture shape, any application",1953,"Light Emitting Diode (LED)",15,"Y"]
["LED1954-FIXT","LED Non-Int Ballast",null,1954,null,"Electronic","Non-Integral LED Fixture, 1954W total fixture wattage, any fixture shape, any application",1954,"Light Emitting Diode (LED)",15,"Y"]
["LED1955-FIXT","LED Non-Int Ballast",null,1955,null,"Electronic","Non-Integral LED Fixture, 1955W total fixture wattage, any fixture shape, any application",1955,"Light Emitting Diode (LED)",15,"Y"]
["LED1956-FIXT","LED Non-Int Ballast",null,1956,null,"Electronic","Non-Integral LED Fixture, 1956W total fixture wattage, any fixture shape, any application",1956,"Light Emitting Diode (LED)",15,"Y"]
["LED1957-FIXT","LED Non-Int Ballast",null,1957,null,"Electronic","Non-Integral LED Fixture, 1957W total fixture wattage, any fixture shape, any application",1957,"Light Emitting Diode (LED)",15,"Y"]
["LED1958-FIXT","LED Non-Int Ballast",null,1958,null,"Electronic","Non-Integral LED Fixture, 1958W total fixture wattage, any fixture shape, any application",1958,"Light Emitting Diode (LED)",15,"Y"]
["LED1959-FIXT","LED Non-Int Ballast",null,1959,null,"Electronic","Non-Integral LED Fixture, 1959W total fixture wattage, any fixture shape, any application",1959,"Light Emitting Diode (LED)",15,"Y"]
["LED1960-FIXT","LED Non-Int Ballast",null,1960,null,"Electronic","Non-Integral LED Fixture, 1960W total fixture wattage, any fixture shape, any application",1960,"Light Emitting Diode (LED)",15,"Y"]
["LED1961-FIXT","LED Non-Int Ballast",null,1961,null,"Electronic","Non-Integral LED Fixture, 1961W total fixture wattage, any fixture shape, any application",1961,"Light Emitting Diode (LED)",15,"Y"]
["LED1962-FIXT","LED Non-Int Ballast",null,1962,null,"Electronic","Non-Integral LED Fixture, 1962W total fixture wattage, any fixture shape, any application",1962,"Light Emitting Diode (LED)",15,"Y"]
["LED1963-FIXT","LED Non-Int Ballast",null,1963,null,"Electronic","Non-Integral LED Fixture, 1963W total fixture wattage, any fixture shape, any application",1963,"Light Emitting Diode (LED)",15,"Y"]
["LED1964-FIXT","LED Non-Int Ballast",null,1964,null,"Electronic","Non-Integral LED Fixture, 1964W total fixture wattage, any fixture shape, any application",1964,"Light Emitting Diode (LED)",15,"Y"]
["LED1965-FIXT","LED Non-Int Ballast",null,1965,null,"Electronic","Non-Integral LED Fixture, 1965W total fixture wattage, any fixture shape, any application",1965,"Light Emitting Diode (LED)",15,"Y"]
["LED1966-FIXT","LED Non-Int Ballast",null,1966,null,"Electronic","Non-Integral LED Fixture, 1966W total fixture wattage, any fixture shape, any application",1966,"Light Emitting Diode (LED)",15,"Y"]
["LED1967-FIXT","LED Non-Int Ballast",null,1967,null,"Electronic","Non-Integral LED Fixture, 1967W total fixture wattage, any fixture shape, any application",1967,"Light Emitting Diode (LED)",15,"Y"]
["LED1968-FIXT","LED Non-Int Ballast",null,1968,null,"Electronic","Non-Integral LED Fixture, 1968W total fixture wattage, any fixture shape, any application",1968,"Light Emitting Diode (LED)",15,"Y"]
["LED1969-FIXT","LED Non-Int Ballast",null,1969,null,"Electronic","Non-Integral LED Fixture, 1969W total fixture wattage, any fixture shape, any application",1969,"Light Emitting Diode (LED)",15,"Y"]
["LED1970-FIXT","LED Non-Int Ballast",null,1970,null,"Electronic","Non-Integral LED Fixture, 1970W total fixture wattage, any fixture shape, any application",1970,"Light Emitting Diode (LED)",15,"Y"]
["LED1971-FIXT","LED Non-Int Ballast",null,1971,null,"Electronic","Non-Integral LED Fixture, 1971W total fixture wattage, any fixture shape, any application",1971,"Light Emitting Diode (LED)",15,"Y"]
["LED1972-FIXT","LED Non-Int Ballast",null,1972,null,"Electronic","Non-Integral LED Fixture, 1972W total fixture wattage, any fixture shape, any application",1972,"Light Emitting Diode (LED)",15,"Y"]
["LED1973-FIXT","LED Non-Int Ballast",null,1973,null,"Electronic","Non-Integral LED Fixture, 1973W total fixture wattage, any fixture shape, any application",1973,"Light Emitting Diode (LED)",15,"Y"]
["LED1974-FIXT","LED Non-Int Ballast",null,1974,null,"Electronic","Non-Integral LED Fixture, 1974W total fixture wattage, any fixture shape, any application",1974,"Light Emitting Diode (LED)",15,"Y"]
["LED1975-FIXT","LED Non-Int Ballast",null,1975,null,"Electronic","Non-Integral LED Fixture, 1975W total fixture wattage, any fixture shape, any application",1975,"Light Emitting Diode (LED)",15,"Y"]
["LED1976-FIXT","LED Non-Int Ballast",null,1976,null,"Electronic","Non-Integral LED Fixture, 1976W total fixture wattage, any fixture shape, any application",1976,"Light Emitting Diode (LED)",15,"Y"]
["LED1977-FIXT","LED Non-Int Ballast",null,1977,null,"Electronic","Non-Integral LED Fixture, 1977W total fixture wattage, any fixture shape, any application",1977,"Light Emitting Diode (LED)",15,"Y"]
["LED1978-FIXT","LED Non-Int Ballast",null,1978,null,"Electronic","Non-Integral LED Fixture, 1978W total fixture wattage, any fixture shape, any application",1978,"Light Emitting Diode (LED)",15,"Y"]
["LED1979-FIXT","LED Non-Int Ballast",null,1979,null,"Electronic","Non-Integral LED Fixture, 1979W total fixture wattage, any fixture shape, any application",1979,"Light Emitting Diode (LED)",15,"Y"]
["LED1980-FIXT","LED Non-Int Ballast",null,1980,null,"Electronic","Non-Integral LED Fixture, 1980W total fixture wattage, any fixture shape, any application",1980,"Light Emitting Diode (LED)",15,"Y"]
["LED1981-FIXT","LED Non-Int Ballast",null,1981,null,"Electronic","Non-Integral LED Fixture, 1981W total fixture wattage, any fixture shape, any application",1981,"Light Emitting Diode (LED)",15,"Y"]
["LED1982-FIXT","LED Non-Int Ballast",null,1982,null,"Electronic","Non-Integral LED Fixture, 1982W total fixture wattage, any fixture shape, any application",1982,"Light Emitting Diode (LED)",15,"Y"]
["LED1983-FIXT","LED Non-Int Ballast",null,1983,null,"Electronic","Non-Integral LED Fixture, 1983W total fixture wattage, any fixture shape, any application",1983,"Light Emitting Diode (LED)",15,"Y"]
["LED1984-FIXT","LED Non-Int Ballast",null,1984,null,"Electronic","Non-Integral LED Fixture, 1984W total fixture wattage, any fixture shape, any application",1984,"Light Emitting Diode (LED)",15,"Y"]
["LED1985-FIXT","LED Non-Int Ballast",null,1985,null,"Electronic","Non-Integral LED Fixture, 1985W total fixture wattage, any fixture shape, any application",1985,"Light Emitting Diode (LED)",15,"Y"]
["LED1986-FIXT","LED Non-Int Ballast",null,1986,null,"Electronic","Non-Integral LED Fixture, 1986W total fixture wattage, any fixture shape, any application",1986,"Light Emitting Diode (LED)",15,"Y"]
["LED1987-FIXT","LED Non-Int Ballast",null,1987,null,"Electronic","Non-Integral LED Fixture, 1987W total fixture wattage, any fixture shape, any application",1987,"Light Emitting Diode (LED)",15,"Y"]
["LED1988-FIXT","LED Non-Int Ballast",null,1988,null,"Electronic","Non-Integral LED Fixture, 1988W total fixture wattage, any fixture shape, any application",1988,"Light Emitting Diode (LED)",15,"Y"]
["LED1989-FIXT","LED Non-Int Ballast",null,1989,null,"Electronic","Non-Integral LED Fixture, 1989W total fixture wattage, any fixture shape, any application",1989,"Light Emitting Diode (LED)",15,"Y"]
["LED1990-FIXT","LED Non-Int Ballast",null,1990,null,"Electronic","Non-Integral LED Fixture, 1990W total fixture wattage, any fixture shape, any application",1990,"Light Emitting Diode (LED)",15,"Y"]
["LED1991-FIXT","LED Non-Int Ballast",null,1991,null,"Electronic","Non-Integral LED Fixture, 1991W total fixture wattage, any fixture shape, any application",1991,"Light Emitting Diode (LED)",15,"Y"]
["LED1992-FIXT","LED Non-Int Ballast",null,1992,null,"Electronic","Non-Integral LED Fixture, 1992W total fixture wattage, any fixture shape, any application",1992,"Light Emitting Diode (LED)",15,"Y"]
["LED1993-FIXT","LED Non-Int Ballast",null,1993,null,"Electronic","Non-Integral LED Fixture, 1993W total fixture wattage, any fixture shape, any application",1993,"Light Emitting Diode (LED)",15,"Y"]
["LED1994-FIXT","LED Non-Int Ballast",null,1994,null,"Electronic","Non-Integral LED Fixture, 1994W total fixture wattage, any fixture shape, any application",1994,"Light Emitting Diode (LED)",15,"Y"]
["LED1995-FIXT","LED Non-Int Ballast",null,1995,null,"Electronic","Non-Integral LED Fixture, 1995W total fixture wattage, any fixture shape, any application",1995,"Light Emitting Diode (LED)",15,"Y"]
["LED1996-FIXT","LED Non-Int Ballast",null,1996,null,"Electronic","Non-Integral LED Fixture, 1996W total fixture wattage, any fixture shape, any application",1996,"Light Emitting Diode (LED)",15,"Y"]
["LED1997-FIXT","LED Non-Int Ballast",null,1997,null,"Electronic","Non-Integral LED Fixture, 1997W total fixture wattage, any fixture shape, any application",1997,"Light Emitting Diode (LED)",15,"Y"]
["LED1998-FIXT","LED Non-Int Ballast",null,1998,null,"Electronic","Non-Integral LED Fixture, 1998W total fixture wattage, any fixture shape, any application",1998,"Light Emitting Diode (LED)",15,"Y"]
["LED1999-FIXT","LED Non-Int Ballast",null,1999,null,"Electronic","Non-Integral LED Fixture, 1999W total fixture wattage, any fixture shape, any application",1999,"Light Emitting Diode (LED)",15,"Y"]
["LED2000-FIXT","LED Non-Int Ballast",null,2000,null,"Electronic","Non-Integral LED Fixture, 2000W total fixture wattage, any fixture shape, any application",2000,"Light Emitting Diode (LED)",15,"Y"]
["LEP160/1","Light Emitting Plasma",null,160,null,"Electronic","LEP, (1) 160W, any bulb shape, any application",160,"Light Emitting Plasma (LEP)",15,"Y"]
["LEP230/1","Light Emitting Plasma",null,230,null,"Electronic","LEP, (1) 230W, any bulb shape, any application",230,"Light Emitting Plasma (LEP)",15,"Y"]
["LEP270/1","Light Emitting Plasma",null,270,null,"Electronic","LEP, (1) 270W, any bulb shape, any application",270,"Light Emitting Plasma (LEP)",15,"Y"]
["LEP500/1","Light Emitting Plasma",null,500,null,"Electronic","LEP, (1) 500W, any bulb shape, any application",500,"Light Emitting Plasma (LEP)",15,"Y"]
["CF2/1-SCRW","CFL",1,2,null,"Mag. or Elec.","Compact Fluorescent, (1) 2W screw-in or plug-in lamp/base, any bulb shape",2,"Integrated-ballast CFL Lamps",2.5,"Y"]
["CF3/1-SCRW","CFL",1,3,null,"Mag. or Elec.","Compact Fluorescent, (1) 3W screw-in or plug-in lamp/base, any bulb shape",3,"Integrated-ballast CFL Lamps",2.5,"Y"]
["CF4/1-SCRW","CFL",1,4,null,"Mag. or Elec.","Compact Fluorescent, (1) 4W screw-in or plug-in lamp/base, any bulb shape",4,"Integrated-ballast CFL Lamps",2.5,"Y"]
["CF5/1-SCRW","CFL",1,5,null,"Mag. or Elec.","Compact Fluorescent, (1) 5W screw-in or plug-in lamp/base, any bulb shape",5,"Integrated-ballast CFL Lamps",2.5,"Y"]
["CF6/1-SCRW","CFL",1,6,null,"Mag. or Elec.","Compact Fluorescent, (1) 6W screw-in or plug-in lamp/base, any bulb shape",6,"Integrated-ballast CFL Lamps",2.5,"Y"]
["CF7/1-SCRW","CFL",1,7,null,"Mag. or Elec.","Compact Fluorescent, (1) 7W screw-in or plug-in lamp/base, any bulb shape",7,"Integrated-ballast CFL Lamps",2.5,"Y"]
["CF8/1-SCRW","CFL",1,8,null,"Mag. or Elec.","Compact Fluorescent, (1) 8W screw-in or plug-in lamp/base, any bulb shape",8,"Integrated-ballast CFL Lamps",2.5,"Y"]
["CF9/1-SCRW","CFL",1,9,null,"Mag. or Elec.","Compact Fluorescent, (1) 9W screw-in or plug-in lamp/base, any bulb shape",9,"Integrated-ballast CFL Lamps",2.5,"Y"]
["CF10/1-SCRW","CFL",1,10,null,"Mag. or Elec.","Compact Fluorescent, (1) 10W screw-in or plug-in lamp/base, any bulb shape",10,"Integrated-ballast CFL Lamps",2.5,"Y"]
["CF11/1-SCRW","CFL",1,11,null,"Mag. or Elec.","Compact Fluorescent, (1) 11W screw-in or plug-in lamp/base, any bulb shape",11,"Integrated-ballast CFL Lamps",2.5,"Y"]
["CF12/1-SCRW","CFL",1,12,null,"Mag. or Elec.","Compact Fluorescent, (1) 12W screw-in or plug-in lamp/base, any bulb shape",12,"Integrated-ballast CFL Lamps",2.5,"Y"]
["CF13/1-SCRW","CFL",1,13,null,"Mag. or Elec.","Compact Fluorescent, (1) 13W screw-in or plug-in lamp/base, any bulb shape",13,"Integrated-ballast CFL Lamps",2.5,"Y"]
["CF14/1-SCRW","CFL",1,14,null,"Mag. or Elec.","Compact Fluorescent, (1) 14W screw-in or plug-in lamp/base, any bulb shape",14,"Integrated-ballast CFL Lamps",2.5,"Y"]
["CF15/1-SCRW","CFL",1,15,null,"Mag. or Elec.","Compact Fluorescent, (1) 15W screw-in or plug-in lamp/base, any bulb shape",15,"Integrated-ballast CFL Lamps",2.5,"Y"]
["CF16/1-SCRW","CFL",1,16,null,"Mag. or Elec.","Compact Fluorescent, (1) 16W screw-in or plug-in lamp/base, any bulb shape",16,"Integrated-ballast CFL Lamps",2.5,"Y"]
["CF17/1-SCRW","CFL",1,17,null,"Mag. or Elec.","Compact Fluorescent, (1) 17W screw-in or plug-in lamp/base, any bulb shape",17,"Integrated-ballast CFL Lamps",2.5,"Y"]
["CF18/1-SCRW","CFL",1,18,null,"Mag. or Elec.","Compact Fluorescent, (1) 18W screw-in or plug-in lamp/base, any bulb shape",18,"Integrated-ballast CFL Lamps",2.5,"Y"]
["CF19/1-SCRW","CFL",1,19,null,"Mag. or Elec.","Compact Fluorescent, (1) 19W screw-in or plug-in lamp/base, any bulb shape",19,"Integrated-ballast CFL Lamps",2.5,"Y"]
["CF20/1-SCRW","CFL",1,20,null,"Mag. or Elec.","Compact Fluorescent, (1) 20W screw-in or plug-in lamp/base, any bulb shape",20,"Integrated-ballast CFL Lamps",2.5,"Y"]
["CF21/1-SCRW","CFL",1,21,null,"Mag. or Elec.","Compact Fluorescent, (1) 21W screw-in or plug-in lamp/base, any bulb shape",21,"Integrated-ballast CFL Lamps",2.5,"Y"]
["CF22/1-SCRW","CFL",1,22,null,"Mag. or Elec.","Compact Fluorescent, (1) 22W screw-in or plug-in lamp/base, any bulb shape",22,"Integrated-ballast CFL Lamps",2.5,"Y"]
["CF23/1-SCRW","CFL",1,23,null,"Mag. or Elec.","Compact Fluorescent, (1) 23W screw-in or plug-in lamp/base, any bulb shape",23,"Integrated-ballast CFL Lamps",2.5,"Y"]
["CF24/1-SCRW","CFL",1,24,null,"Mag. or Elec.","Compact Fluorescent, (1) 24W screw-in or plug-in lamp/base, any bulb shape",24,"Integrated-ballast CFL Lamps",2.5,"Y"]
["CF25/1-SCRW","CFL",1,25,null,"Mag. or Elec.","Compact Fluorescent, (1) 25W screw-in or plug-in lamp/base, any bulb shape",25,"Integrated-ballast CFL Lamps",2.5,"Y"]
["CF26/1-SCRW","CFL",1,26,null,"Mag. or Elec.","Compact Fluorescent, (1) 26W screw-in or plug-in lamp/base, any bulb shape",26,"Integrated-ballast CFL Lamps",2.5,"Y"]
["CF27/1-SCRW","CFL",1,27,null,"Mag. or Elec.","Compact Fluorescent, (1) 27W screw-in or plug-in lamp/base, any bulb shape",27,"Integrated-ballast CFL Lamps",2.5,"Y"]
["CF28/1-SCRW","CFL",1,28,null,"Mag. or Elec.","Compact Fluorescent, (1) 28W screw-in or plug-in lamp/base, any bulb shape",28,"Integrated-ballast CFL Lamps",2.5,"Y"]
["CF29/1-SCRW","CFL",1,29,null,"Mag. or Elec.","Compact Fluorescent, (1) 29W screw-in or plug-in lamp/base, any bulb shape",29,"Integrated-ballast CFL Lamps",2.5,"Y"]
["CF30/1-SCRW","CFL",1,30,null,"Mag. or Elec.","Compact Fluorescent, (1) 30W screw-in or plug-in lamp/base, any bulb shape",30,"Integrated-ballast CFL Lamps",2.5,"Y"]
["CF31/1-SCRW","CFL",1,31,null,"Mag. or Elec.","Compact Fluorescent, (1) 31W screw-in or plug-in lamp/base, any bulb shape",31,"Integrated-ballast CFL Lamps",2.5,"Y"]
["CF32/1-SCRW","CFL",1,32,null,"Mag. or Elec.","Compact Fluorescent, (1) 32W screw-in or plug-in lamp/base, any bulb shape",32,"Integrated-ballast CFL Lamps",2.5,"Y"]
["CF33/1-SCRW","CFL",1,33,null,"Mag. or Elec.","Compact Fluorescent, (1) 33W screw-in or plug-in lamp/base, any bulb shape",33,"Integrated-ballast CFL Lamps",2.5,"Y"]
["CF34/1-SCRW","CFL",1,34,null,"Mag. or Elec.","Compact Fluorescent, (1) 34W screw-in or plug-in lamp/base, any bulb shape",34,"Integrated-ballast CFL Lamps",2.5,"Y"]
["CF35/1-SCRW","CFL",1,35,null,"Mag. or Elec.","Compact Fluorescent, (1) 35W screw-in or plug-in lamp/base, any bulb shape",35,"Integrated-ballast CFL Lamps",2.5,"Y"]
["CF36/1-SCRW","CFL",1,36,null,"Mag. or Elec.","Compact Fluorescent, (1) 36W screw-in or plug-in lamp/base, any bulb shape",36,"Integrated-ballast CFL Lamps",2.5,"Y"]
["CF37/1-SCRW","CFL",1,37,null,"Mag. or Elec.","Compact Fluorescent, (1) 37W screw-in or plug-in lamp/base, any bulb shape",37,"Integrated-ballast CFL Lamps",2.5,"Y"]
["CF38/1-SCRW","CFL",1,38,null,"Mag. or Elec.","Compact Fluorescent, (1) 38W screw-in or plug-in lamp/base, any bulb shape",38,"Integrated-ballast CFL Lamps",2.5,"Y"]
["CF39/1-SCRW","CFL",1,39,null,"Mag. or Elec.","Compact Fluorescent, (1) 39W screw-in or plug-in lamp/base, any bulb shape",39,"Integrated-ballast CFL Lamps",2.5,"Y"]
["CF40/1-SCRW","CFL",1,40,null,"Mag. or Elec.","Compact Fluorescent, (1) 40W screw-in or plug-in lamp/base, any bulb shape",40,"Integrated-ballast CFL Lamps",2.5,"Y"]
["CF41/1-SCRW","CFL",1,41,null,"Mag. or Elec.","Compact Fluorescent, (1) 41W screw-in or plug-in lamp/base, any bulb shape",41,"Integrated-ballast CFL Lamps",2.5,"Y"]
["CF42/1-SCRW","CFL",1,42,null,"Mag. or Elec.","Compact Fluorescent, (1) 42W screw-in or plug-in lamp/base, any bulb shape",42,"Integrated-ballast CFL Lamps",2.5,"Y"]
["CF43/1-SCRW","CFL",1,43,null,"Mag. or Elec.","Compact Fluorescent, (1) 43W screw-in or plug-in lamp/base, any bulb shape",43,"Integrated-ballast CFL Lamps",2.5,"Y"]
["CF44/1-SCRW","CFL",1,44,null,"Mag. or Elec.","Compact Fluorescent, (1) 44W screw-in or plug-in lamp/base, any bulb shape",44,"Integrated-ballast CFL Lamps",2.5,"Y"]
["CF45/1-SCRW","CFL",1,45,null,"Mag. or Elec.","Compact Fluorescent, (1) 45W screw-in or plug-in lamp/base, any bulb shape",45,"Integrated-ballast CFL Lamps",2.5,"Y"]
["CF46/1-SCRW","CFL",1,46,null,"Mag. or Elec.","Compact Fluorescent, (1) 46W screw-in or plug-in lamp/base, any bulb shape",46,"Integrated-ballast CFL Lamps",2.5,"Y"]
["CF47/1-SCRW","CFL",1,47,null,"Mag. or Elec.","Compact Fluorescent, (1) 47W screw-in or plug-in lamp/base, any bulb shape",47,"Integrated-ballast CFL Lamps",2.5,"Y"]
["CF48/1-SCRW","CFL",1,48,null,"Mag. or Elec.","Compact Fluorescent, (1) 48W screw-in or plug-in lamp/base, any bulb shape",48,"Integrated-ballast CFL Lamps",2.5,"Y"]
["CF49/1-SCRW","CFL",1,49,null,"Mag. or Elec.","Compact Fluorescent, (1) 49W screw-in or plug-in lamp/base, any bulb shape",49,"Integrated-ballast CFL Lamps",2.5,"Y"]
["CF50/1-SCRW","CFL",1,50,null,"Mag. or Elec.","Compact Fluorescent, (1) 50W screw-in or plug-in lamp/base, any bulb shape",50,"Integrated-ballast CFL Lamps",2.5,"Y"]
["CF51/1-SCRW","CFL",1,51,null,"Mag. or Elec.","Compact Fluorescent, (1) 51W screw-in or plug-in lamp/base, any bulb shape",51,"Integrated-ballast CFL Lamps",2.5,"Y"]
["CF52/1-SCRW","CFL",1,52,null,"Mag. or Elec.","Compact Fluorescent, (1) 52W screw-in or plug-in lamp/base, any bulb shape",52,"Integrated-ballast CFL Lamps",2.5,"Y"]
["CF53/1-SCRW","CFL",1,53,null,"Mag. or Elec.","Compact Fluorescent, (1) 53W screw-in or plug-in lamp/base, any bulb shape",53,"Integrated-ballast CFL Lamps",2.5,"Y"]
["CF54/1-SCRW","CFL",1,54,null,"Mag. or Elec.","Compact Fluorescent, (1) 54W screw-in or plug-in lamp/base, any bulb shape",54,"Integrated-ballast CFL Lamps",2.5,"Y"]
["CF55/1-SCRW","CFL",1,55,null,"Mag. or Elec.","Compact Fluorescent, (1) 55W screw-in or plug-in lamp/base, any bulb shape",55,"Integrated-ballast CFL Lamps",2.5,"Y"]
["CF56/1-SCRW","CFL",1,56,null,"Mag. or Elec.","Compact Fluorescent, (1) 56W screw-in or plug-in lamp/base, any bulb shape",56,"Integrated-ballast CFL Lamps",2.5,"Y"]
["CF57/1-SCRW","CFL",1,57,null,"Mag. or Elec.","Compact Fluorescent, (1) 57W screw-in or plug-in lamp/base, any bulb shape",57,"Integrated-ballast CFL Lamps",2.5,"Y"]
["CF58/1-SCRW","CFL",1,58,null,"Mag. or Elec.","Compact Fluorescent, (1) 58W screw-in or plug-in lamp/base, any bulb shape",58,"Integrated-ballast CFL Lamps",2.5,"Y"]
["CF59/1-SCRW","CFL",1,59,null,"Mag. or Elec.","Compact Fluorescent, (1) 59W screw-in or plug-in lamp/base, any bulb shape",59,"Integrated-ballast CFL Lamps",2.5,"Y"]
["CF60/1-SCRW","CFL",1,60,null,"Mag. or Elec.","Compact Fluorescent, (1) 60W screw-in or plug-in lamp/base, any bulb shape",60,"Integrated-ballast CFL Lamps",2.5,"Y"]
["CF61/1-SCRW","CFL",1,61,null,"Mag. or Elec.","Compact Fluorescent, (1) 61W screw-in or plug-in lamp/base, any bulb shape",61,"Integrated-ballast CFL Lamps",2.5,"Y"]
["CF62/1-SCRW","CFL",1,62,null,"Mag. or Elec.","Compact Fluorescent, (1) 62W screw-in or plug-in lamp/base, any bulb shape",62,"Integrated-ballast CFL Lamps",2.5,"Y"]
["CF63/1-SCRW","CFL",1,63,null,"Mag. or Elec.","Compact Fluorescent, (1) 63W screw-in or plug-in lamp/base, any bulb shape",63,"Integrated-ballast CFL Lamps",2.5,"Y"]
["CF64/1-SCRW","CFL",1,64,null,"Mag. or Elec.","Compact Fluorescent, (1) 64W screw-in or plug-in lamp/base, any bulb shape",64,"Integrated-ballast CFL Lamps",2.5,"Y"]
["CF65/1-SCRW","CFL",1,65,null,"Mag. or Elec.","Compact Fluorescent, (1) 65W screw-in or plug-in lamp/base, any bulb shape",65,"Integrated-ballast CFL Lamps",2.5,"Y"]
["CF66/1-SCRW","CFL",1,66,null,"Mag. or Elec.","Compact Fluorescent, (1) 66W screw-in or plug-in lamp/base, any bulb shape",66,"Integrated-ballast CFL Lamps",2.5,"Y"]
["CF67/1-SCRW","CFL",1,67,null,"Mag. or Elec.","Compact Fluorescent, (1) 67W screw-in or plug-in lamp/base, any bulb shape",67,"Integrated-ballast CFL Lamps",2.5,"Y"]
["CF68/1-SCRW","CFL",1,68,null,"Mag. or Elec.","Compact Fluorescent, (1) 68W screw-in or plug-in lamp/base, any bulb shape",68,"Integrated-ballast CFL Lamps",2.5,"Y"]
["CF69/1-SCRW","CFL",1,69,null,"Mag. or Elec.","Compact Fluorescent, (1) 69W screw-in or plug-in lamp/base, any bulb shape",69,"Integrated-ballast CFL Lamps",2.5,"Y"]
["CF70/1-SCRW","CFL",1,70,null,"Mag. or Elec.","Compact Fluorescent, (1) 70W screw-in or plug-in lamp/base, any bulb shape",70,"Integrated-ballast CFL Lamps",2.5,"Y"]
["CF71/1-SCRW","CFL",1,71,null,"Mag. or Elec.","Compact Fluorescent, (1) 71W screw-in or plug-in lamp/base, any bulb shape",71,"Integrated-ballast CFL Lamps",2.5,"Y"]
["CF72/1-SCRW","CFL",1,72,null,"Mag. or Elec.","Compact Fluorescent, (1) 72W screw-in or plug-in lamp/base, any bulb shape",72,"Integrated-ballast CFL Lamps",2.5,"Y"]
["CF73/1-SCRW","CFL",1,73,null,"Mag. or Elec.","Compact Fluorescent, (1) 73W screw-in or plug-in lamp/base, any bulb shape",73,"Integrated-ballast CFL Lamps",2.5,"Y"]
["CF74/1-SCRW","CFL",1,74,null,"Mag. or Elec.","Compact Fluorescent, (1) 74W screw-in or plug-in lamp/base, any bulb shape",74,"Integrated-ballast CFL Lamps",2.5,"Y"]
["CF75/1-SCRW","CFL",1,75,null,"Mag. or Elec.","Compact Fluorescent, (1) 75W screw-in or plug-in lamp/base, any bulb shape",75,"Integrated-ballast CFL Lamps",2.5,"Y"]
["CF80/1-SCRW","CFL",1,80,null,"Mag. or Elec.","Compact Fluorescent, (1) 80W screw-in or plug-in lamp/base, any bulb shape",80,"Integrated-ballast CFL Lamps",2.5,"Y"]
["CF85/1-SCRW","CFL",1,85,null,"Mag. or Elec.","Compact Fluorescent, (1) 85W screw-in or plug-in lamp/base, any bulb shape",85,"Integrated-ballast CFL Lamps",2.5,"Y"]
["CF100/1-SCRW","CFL",1,100,null,"Mag. or Elec.","Compact Fluorescent, (1) 100W screw-in or plug-in lamp/base, any bulb shape",100,"Integrated-ballast CFL Lamps",2.5,"Y"]
["CF125/1-SCRW","CFL",1,125,null,"Mag. or Elec.","Compact Fluorescent, (1) 125W screw-in or plug-in lamp/base, any bulb shape",125,"Integrated-ballast CFL Lamps",2.5,"Y"]
["CF150/1-SCRW","CFL",1,150,null,"Mag. or Elec.","Compact Fluorescent, (1) 150W screw-in or plug-in lamp/base, any bulb shape",150,"Integrated-ballast CFL Lamps",2.5,"Y"]
["CF200/1-SCRW","CFL",1,200,null,"Mag. or Elec.","Compact Fluorescent, (1) 200W screw-in or plug-in lamp/base, any bulb shape",200,"Integrated-ballast CFL Lamps",2.5,"Y"]
["CF5/1-FIXT","CFL",1,5,null,"Mag. or Elec.","Compact Fluorescent, 5W/lamp modular fixture, (1) lamp, any plug-in bulb shape",6,"Modular CFL Fixtures",15,"Y"]
["CF6/1-FIXT","CFL",1,6,null,"Mag. or Elec.","Compact Fluorescent, 6W/lamp modular fixture, (1) lamp, any plug-in bulb shape",7,"Modular CFL Fixtures",15,"Y"]
["CF7/1-FIXT","CFL",1,7,null,"Mag. or Elec.","Compact Fluorescent, 7W/lamp modular fixture, (1) lamp, any plug-in bulb shape",8,"Modular CFL Fixtures",15,"Y"]
["CF8/1-FIXT","CFL",1,8,null,"Mag. or Elec.","Compact Fluorescent, 8W/lamp modular fixture, (1) lamp, any plug-in bulb shape",9,"Modular CFL Fixtures",15,"Y"]
["CF9/1-FIXT","CFL",1,9,null,"Mag. or Elec.","Compact Fluorescent, 9W/lamp modular fixture, (1) lamp, any plug-in bulb shape",10,"Modular CFL Fixtures",15,"Y"]
["CF10/1-FIXT","CFL",1,10,null,"Mag. or Elec.","Compact Fluorescent, 10W/lamp modular fixture, (1) lamp, any plug-in bulb shape",12,"Modular CFL Fixtures",15,"Y"]
["CF11/1-FIXT","CFL",1,11,null,"Mag. or Elec.","Compact Fluorescent, 11W/lamp modular fixture, (1) lamp, any plug-in bulb shape",13,"Modular CFL Fixtures",15,"Y"]
["CF12/1-FIXT","CFL",1,12,null,"Mag. or Elec.","Compact Fluorescent, 12W/lamp modular fixture, (1) lamp, any plug-in bulb shape",14,"Modular CFL Fixtures",15,"Y"]
["CF13/1-FIXT","CFL",1,13,null,"Mag. or Elec.","Compact Fluorescent, 13W/lamp modular fixture, (1) lamp, any plug-in bulb shape",15,"Modular CFL Fixtures",15,"Y"]
["CF13/2-FIXT","CFL",2,13,null,"Mag. or Elec.","Compact Fluorescent, 13W/lamp modular fixture, (2) lamps, any plug-in bulb shape",30,"Modular CFL Fixtures",15,"Y"]
["CF14/1-FIXT","CFL",1,14,null,"Mag. or Elec.","Compact Fluorescent, 14W/lamp modular fixture, (1) lamp, any plug-in bulb shape",16,"Modular CFL Fixtures",15,"Y"]
["CF15/1-FIXT","CFL",1,15,null,"Mag. or Elec.","Compact Fluorescent, 15W/lamp modular fixture, (1) lamp, any plug-in bulb shape",17,"Modular CFL Fixtures",15,"Y"]
["CF16/1-FIXT","CFL",1,16,null,"Mag. or Elec.","Compact Fluorescent, 16W/lamp modular fixture, (1) lamp, any plug-in bulb shape",18,"Modular CFL Fixtures",15,"Y"]
["CF17/1-FIXT","CFL",1,17,null,"Mag. or Elec.","Compact Fluorescent, 17W/lamp modular fixture, (1) lamp, any plug-in bulb shape",20,"Modular CFL Fixtures",15,"Y"]
["CF18/1-FIXT","CFL",1,18,null,"Mag. or Elec.","Compact Fluorescent, 18W/lamp modular fixture, (1) lamp, any plug-in bulb shape",21,"Modular CFL Fixtures",15,"Y"]
["CF19/1-FIXT","CFL",1,19,null,"Mag. or Elec.","Compact Fluorescent, 19W/lamp modular fixture, (1) lamp, any plug-in bulb shape",22,"Modular CFL Fixtures",15,"Y"]
["CF20/1-FIXT","CFL",1,20,null,"Mag. or Elec.","Compact Fluorescent, 20W/lamp modular fixture, (1) lamp, any plug-in bulb shape",23,"Modular CFL Fixtures",15,"Y"]
["CF21/1-FIXT","CFL",1,21,null,"Mag. or Elec.","Compact Fluorescent, 21W/lamp modular fixture, (1) lamp, any plug-in bulb shape",24,"Modular CFL Fixtures",15,"Y"]
["CF22/1-FIXT","CFL",1,22,null,"Mag. or Elec.","Compact Fluorescent, 22W/lamp modular fixture, (1) lamp, any plug-in bulb shape",25,"Modular CFL Fixtures",15,"Y"]
["CF23/1-FIXT","CFL",1,23,null,"Mag. or Elec.","Compact Fluorescent, 23W/lamp modular fixture, (1) lamp, any plug-in bulb shape",26,"Modular CFL Fixtures",15,"Y"]
["CF24/1-FIXT","CFL",1,24,null,"Mag. or Elec.","Compact Fluorescent, 24W/lamp modular fixture, (1) lamp, any plug-in bulb shape",28,"Modular CFL Fixtures",15,"Y"]
["CF25/1-FIXT","CFL",1,25,null,"Mag. or Elec.","Compact Fluorescent, 25W/lamp modular fixture, (1) lamp, any plug-in bulb shape",29,"Modular CFL Fixtures",15,"Y"]
["CF26/1-FIXT","CFL",1,26,null,"Mag. or Elec.","Compact Fluorescent, 26W/lamp modular fixture, (1) lamp, any plug-in bulb shape",30,"Modular CFL Fixtures",15,"Y"]
["CF26/2-FIXT","CFL",2,26,null,"Mag. or Elec.","Compact Fluorescent, 26W/lamp modular fixture, (2) lamps, any plug-in bulb shape",60,"Modular CFL Fixtures",15,"Y"]
["CF27/1-FIXT","CFL",1,27,null,"Mag. or Elec.","Compact Fluorescent, 27W/lamp modular fixture, (1) lamp, any plug-in bulb shape",31,"Modular CFL Fixtures",15,"Y"]
["CF28/1-FIXT","CFL",1,28,null,"Mag. or Elec.","Compact Fluorescent, 28W/lamp modular fixture, (1) lamp, any plug-in bulb shape",32,"Modular CFL Fixtures",15,"Y"]
["CF29/1-FIXT","CFL",1,29,null,"Mag. or Elec.","Compact Fluorescent, 29W/lamp modular fixture, (1) lamp, any plug-in bulb shape",33,"Modular CFL Fixtures",15,"Y"]
["CF30/1-FIXT","CFL",1,30,null,"Mag. or Elec.","Compact Fluorescent, 30W/lamp modular fixture, (1) lamp, any plug-in bulb shape",35,"Modular CFL Fixtures",15,"Y"]
["CF31/1-FIXT","CFL",1,31,null,"Mag. or Elec.","Compact Fluorescent, 31W/lamp modular fixture, (1) lamp, any plug-in bulb shape",36,"Modular CFL Fixtures",15,"Y"]
["CF32/1-FIXT","CFL",1,32,null,"Mag. or Elec.","Compact Fluorescent, 32W/lamp modular fixture, (1) lamp, any plug-in bulb shape",37,"Modular CFL Fixtures",15,"Y"]
["CF32/2-FIXT","CFL",2,32,null,"Mag. or Elec.","Compact Fluorescent, 32W/lamp modular fixture, (2) lamps, any plug-in bulb shape",74,"Modular CFL Fixtures",15,"Y"]
["CF33/1-FIXT","CFL",1,33,null,"Mag. or Elec.","Compact Fluorescent, 33W/lamp modular fixture, (1) lamp, any plug-in bulb shape",38,"Modular CFL Fixtures",15,"Y"]
["CF34/1-FIXT","CFL",1,34,null,"Mag. or Elec.","Compact Fluorescent, 34W/lamp modular fixture, (1) lamp, any plug-in bulb shape",39,"Modular CFL Fixtures",15,"Y"]
["CF35/1-FIXT","CFL",1,35,null,"Mag. or Elec.","Compact Fluorescent, 35W/lamp modular fixture, (1) lamp, any plug-in bulb shape",40,"Modular CFL Fixtures",15,"Y"]
["CF36/1-FIXT","CFL",1,36,null,"Mag. or Elec.","Compact Fluorescent, 36W/lamp modular fixture, (1) lamp, any plug-in bulb shape",41,"Modular CFL Fixtures",15,"Y"]
["CF37/1-FIXT","CFL",1,37,null,"Mag. or Elec.","Compact Fluorescent, 37W/lamp modular fixture, (1) lamp, any plug-in bulb shape",43,"Modular CFL Fixtures",15,"Y"]
["CF38/1-FIXT","CFL",1,38,null,"Mag. or Elec.","Compact Fluorescent, 38W/lamp modular fixture, (1) lamp, any plug-in bulb shape",44,"Modular CFL Fixtures",15,"Y"]
["CF39/1-FIXT","CFL",1,39,null,"Mag. or Elec.","Compact Fluorescent, 39W/lamp modular fixture, (1) lamp, any plug-in bulb shape",45,"Modular CFL Fixtures",15,"Y"]
["CF40/1-FIXT","CFL",1,40,null,"Mag. or Elec.","Compact Fluorescent, 40W/lamp modular fixture, (1) lamp, any plug-in bulb shape",46,"Modular CFL Fixtures",15,"Y"]
["CF40/2-FIXT","CFL",2,40,null,"Mag. or Elec.","Compact Fluorescent, 40W/lamp modular fixture, (2) lamps, any plug-in bulb shape",92,"Modular CFL Fixtures",15,"Y"]
["CF40/3-FIXT","CFL",3,40,null,"Mag. or Elec.","Compact Fluorescent, 40W/lamp modular fixture, (3) lamps, any plug-in bulb shape",138,"Modular CFL Fixtures",15,"Y"]
["CF40/4-FIXT","CFL",4,40,null,"Mag. or Elec.","Compact Fluorescent, 40W/lamp modular fixture, (4) lamps, any plug-in bulb shape",184,"Modular CFL Fixtures",15,"Y"]
["CF41/1-FIXT","CFL",1,41,null,"Mag. or Elec.","Compact Fluorescent, 41W/lamp modular fixture, (1) lamp, any plug-in bulb shape",47,"Modular CFL Fixtures",15,"Y"]
["CF42/1-FIXT","CFL",1,42,null,"Mag. or Elec.","Compact Fluorescent, 42W/lamp modular fixture, (1) lamp, any plug-in bulb shape",48,"Modular CFL Fixtures",15,"Y"]
["CF42/2-FIXT","CFL",2,42,null,"Mag. or Elec.","Compact Fluorescent, 42W/lamp modular fixture, (2) lamps, any plug-in bulb shape",97,"Modular CFL Fixtures",15,"Y"]
["CF43/1-FIXT","CFL",1,43,null,"Mag. or Elec.","Compact Fluorescent, 43W/lamp modular fixture, (1) lamp, any plug-in bulb shape",49,"Modular CFL Fixtures",15,"Y"]
["CF44/1-FIXT","CFL",1,44,null,"Mag. or Elec.","Compact Fluorescent, 44W/lamp modular fixture, (1) lamp, any plug-in bulb shape",51,"Modular CFL Fixtures",15,"Y"]
["CF45/1-FIXT","CFL",1,45,null,"Mag. or Elec.","Compact Fluorescent, 45W/lamp modular fixture, (1) lamp, any plug-in bulb shape",52,"Modular CFL Fixtures",15,"Y"]
["CF46/1-FIXT","CFL",1,46,null,"Mag. or Elec.","Compact Fluorescent, 46W/lamp modular fixture, (1) lamp, any plug-in bulb shape",53,"Modular CFL Fixtures",15,"Y"]
["CF47/1-FIXT","CFL",1,47,null,"Mag. or Elec.","Compact Fluorescent, 47W/lamp modular fixture, (1) lamp, any plug-in bulb shape",54,"Modular CFL Fixtures",15,"Y"]
["CF48/1-FIXT","CFL",1,48,null,"Mag. or Elec.","Compact Fluorescent, 48W/lamp modular fixture, (1) lamp, any plug-in bulb shape",55,"Modular CFL Fixtures",15,"Y"]
["CF49/1-FIXT","CFL",1,49,null,"Mag. or Elec.","Compact Fluorescent, 49W/lamp modular fixture, (1) lamp, any plug-in bulb shape",56,"Modular CFL Fixtures",15,"Y"]
["CF50/1-FIXT","CFL",1,50,null,"Mag. or Elec.","Compact Fluorescent, 50W/lamp modular fixture, (1) lamp, any plug-in bulb shape",58,"Modular CFL Fixtures",15,"Y"]
["CF50/2-FIXT","CFL",2,50,null,"Mag. or Elec.","Compact Fluorescent, 50W/lamp modular fixture, (2) lamps, any plug-in bulb shape",115,"Modular CFL Fixtures",15,"Y"]
["CF51/1-FIXT","CFL",1,51,null,"Mag. or Elec.","Compact Fluorescent, 51W/lamp modular fixture, (1) lamp, any plug-in bulb shape",59,"Modular CFL Fixtures",15,"Y"]
["CF52/1-FIXT","CFL",1,52,null,"Mag. or Elec.","Compact Fluorescent, 52W/lamp modular fixture, (1) lamp, any plug-in bulb shape",60,"Modular CFL Fixtures",15,"Y"]
["CF53/1-FIXT","CFL",1,53,null,"Mag. or Elec.","Compact Fluorescent, 53W/lamp modular fixture, (1) lamp, any plug-in bulb shape",61,"Modular CFL Fixtures",15,"Y"]
["CF54/1-FIXT","CFL",1,54,null,"Mag. or Elec.","Compact Fluorescent, 54W/lamp modular fixture, (1) lamp, any plug-in bulb shape",62,"Modular CFL Fixtures",15,"Y"]
["CF55/1-FIXT","CFL",1,55,null,"Mag. or Elec.","Compact Fluorescent, 55W/lamp modular fixture, (1) lamp, any plug-in bulb shape",63,"Modular CFL Fixtures",15,"Y"]
["CF55/2-FIXT","CFL",2,55,null,"Mag. or Elec.","Compact Fluorescent, 55W/lamp modular fixture, (2) lamps, any plug-in bulb shape",127,"Modular CFL Fixtures",15,"Y"]
["CF55/3-FIXT","CFL",3,55,null,"Mag. or Elec.","Compact Fluorescent, 55W/lamp modular fixture, (3) lamps, any plug-in bulb shape",190,"Modular CFL Fixtures",15,"Y"]
["CF55/4-FIXT","CFL",4,55,null,"Mag. or Elec.","Compact Fluorescent, 55W/lamp modular fixture, (4) lamps, any plug-in bulb shape",253,"Modular CFL Fixtures",15,"Y"]
["CF56/1-FIXT","CFL",1,56,null,"Mag. or Elec.","Compact Fluorescent, 56W/lamp modular fixture, (1) lamp, any plug-in bulb shape",64,"Modular CFL Fixtures",15,"Y"]
["CF57/1-FIXT","CFL",1,57,null,"Mag. or Elec.","Compact Fluorescent, 57W/lamp modular fixture, (1) lamp, any plug-in bulb shape",66,"Modular CFL Fixtures",15,"Y"]
["CF58/1-FIXT","CFL",1,58,null,"Mag. or Elec.","Compact Fluorescent, 58W/lamp modular fixture, (1) lamp, any plug-in bulb shape",67,"Modular CFL Fixtures",15,"Y"]
["CF59/1-FIXT","CFL",1,59,null,"Mag. or Elec.","Compact Fluorescent, 59W/lamp modular fixture, (1) lamp, any plug-in bulb shape",68,"Modular CFL Fixtures",15,"Y"]
["CF60/1-FIXT","CFL",1,60,null,"Mag. or Elec.","Compact Fluorescent, 60W/lamp modular fixture, (1) lamp, any plug-in bulb shape",69,"Modular CFL Fixtures",15,"Y"]
["CF61/1-FIXT","CFL",1,61,null,"Mag. or Elec.","Compact Fluorescent, 61W/lamp modular fixture, (1) lamp, any plug-in bulb shape",70,"Modular CFL Fixtures",15,"Y"]
["CF62/1-FIXT","CFL",1,62,null,"Mag. or Elec.","Compact Fluorescent, 62W/lamp modular fixture, (1) lamp, any plug-in bulb shape",71,"Modular CFL Fixtures",15,"Y"]
["CF63/1-FIXT","CFL",1,63,null,"Mag. or Elec.","Compact Fluorescent, 63W/lamp modular fixture, (1) lamp, any plug-in bulb shape",72,"Modular CFL Fixtures",15,"Y"]
["CF64/1-FIXT","CFL",1,64,null,"Mag. or Elec.","Compact Fluorescent, 64W/lamp modular fixture, (1) lamp, any plug-in bulb shape",74,"Modular CFL Fixtures",15,"Y"]
["CF65/1-FIXT","CFL",1,65,null,"Mag. or Elec.","Compact Fluorescent, 65W/lamp modular fixture, (1) lamp, any plug-in bulb shape",75,"Modular CFL Fixtures",15,"Y"]
["CF66/1-FIXT","CFL",1,66,null,"Mag. or Elec.","Compact Fluorescent, 66W/lamp modular fixture, (1) lamp, any plug-in bulb shape",76,"Modular CFL Fixtures",15,"Y"]
["CF67/1-FIXT","CFL",1,67,null,"Mag. or Elec.","Compact Fluorescent, 67W/lamp modular fixture, (1) lamp, any plug-in bulb shape",77,"Modular CFL Fixtures",15,"Y"]
["CF68/1-FIXT","CFL",1,68,null,"Mag. or Elec.","Compact Fluorescent, 68W/lamp modular fixture, (1) lamp, any plug-in bulb shape",78,"Modular CFL Fixtures",15,"Y"]
["CF69/1-FIXT","CFL",1,69,null,"Mag. or Elec.","Compact Fluorescent, 69W/lamp modular fixture, (1) lamp, any plug-in bulb shape",79,"Modular CFL Fixtures",15,"Y"]
["CF70/1-FIXT","CFL",1,70,null,"Mag. or Elec.","Compact Fluorescent, 70W/lamp modular fixture, (1) lamp, any plug-in bulb shape",81,"Modular CFL Fixtures",15,"Y"]
["CF71/1-FIXT","CFL",1,71,null,"Mag. or Elec.","Compact Fluorescent, 71W/lamp modular fixture, (1) lamp, any plug-in bulb shape",82,"Modular CFL Fixtures",15,"Y"]
["CF72/1-FIXT","CFL",1,72,null,"Mag. or Elec.","Compact Fluorescent, 72W/lamp modular fixture, (1) lamp, any plug-in bulb shape",83,"Modular CFL Fixtures",15,"Y"]
["CF73/1-FIXT","CFL",1,73,null,"Mag. or Elec.","Compact Fluorescent, 73W/lamp modular fixture, (1) lamp, any plug-in bulb shape",84,"Modular CFL Fixtures",15,"Y"]
["CF74/1-FIXT","CFL",1,74,null,"Mag. or Elec.","Compact Fluorescent, 74W/lamp modular fixture, (1) lamp, any plug-in bulb shape",85,"Modular CFL Fixtures",15,"Y"]
["CF75/1-FIXT","CFL",1,75,null,"Mag. or Elec.","Compact Fluorescent, 75W/lamp modular fixture, (1) lamp, any plug-in bulb shape",86,"Modular CFL Fixtures",15,"Y"]
["CF76/1-FIXT","CFL",1,76,null,"Mag. or Elec.","Compact Fluorescent, 76W/lamp modular fixture, (1) lamp, any plug-in bulb shape",87,"Modular CFL Fixtures",15,"Y"]
["CF77/1-FIXT","CFL",1,77,null,"Mag. or Elec.","Compact Fluorescent, 77W/lamp modular fixture, (1) lamp, any plug-in bulb shape",89,"Modular CFL Fixtures",15,"Y"]
["CF78/1-FIXT","CFL",1,78,null,"Mag. or Elec.","Compact Fluorescent, 78W/lamp modular fixture, (1) lamp, any plug-in bulb shape",90,"Modular CFL Fixtures",15,"Y"]
["CF79/1-FIXT","CFL",1,79,null,"Mag. or Elec.","Compact Fluorescent, 79W/lamp modular fixture, (1) lamp, any plug-in bulb shape",91,"Modular CFL Fixtures",15,"Y"]
["CF80/1-FIXT","CFL",1,80,null,"Mag. or Elec.","Compact Fluorescent, 80W/lamp modular fixture, (1) lamp, any plug-in bulb shape",92,"Modular CFL Fixtures",15,"Y"]
["CF81/1-FIXT","CFL",1,81,null,"Mag. or Elec.","Compact Fluorescent, 81W/lamp modular fixture, (1) lamp, any plug-in bulb shape",93,"Modular CFL Fixtures",15,"Y"]
["CF82/1-FIXT","CFL",1,82,null,"Mag. or Elec.","Compact Fluorescent, 82W/lamp modular fixture, (1) lamp, any plug-in bulb shape",94,"Modular CFL Fixtures",15,"Y"]
["CF83/1-FIXT","CFL",1,83,null,"Mag. or Elec.","Compact Fluorescent, 83W/lamp modular fixture, (1) lamp, any plug-in bulb shape",95,"Modular CFL Fixtures",15,"Y"]
["CF84/1-FIXT","CFL",1,84,null,"Mag. or Elec.","Compact Fluorescent, 84W/lamp modular fixture, (1) lamp, any plug-in bulb shape",97,"Modular CFL Fixtures",15,"Y"]
["CF85/1-FIXT","CFL",1,85,null,"Mag. or Elec.","Compact Fluorescent, 85W/lamp modular fixture, (1) lamp, any plug-in bulb shape",98,"Modular CFL Fixtures",15,"Y"]
["CF86/1-FIXT","CFL",1,86,null,"Mag. or Elec.","Compact Fluorescent, 86W/lamp modular fixture, (1) lamp, any plug-in bulb shape",99,"Modular CFL Fixtures",15,"Y"]
["CF87/1-FIXT","CFL",1,87,null,"Mag. or Elec.","Compact Fluorescent, 87W/lamp modular fixture, (1) lamp, any plug-in bulb shape",100,"Modular CFL Fixtures",15,"Y"]
["CF88/1-FIXT","CFL",1,88,null,"Mag. or Elec.","Compact Fluorescent, 88W/lamp modular fixture, (1) lamp, any plug-in bulb shape",101,"Modular CFL Fixtures",15,"Y"]
["CF89/1-FIXT","CFL",1,89,null,"Mag. or Elec.","Compact Fluorescent, 89W/lamp modular fixture, (1) lamp, any plug-in bulb shape",102,"Modular CFL Fixtures",15,"Y"]
["CF90/1-FIXT","CFL",1,90,null,"Mag. or Elec.","Compact Fluorescent, 90W/lamp modular fixture, (1) lamp, any plug-in bulb shape",104,"Modular CFL Fixtures",15,"Y"]
["CF91/1-FIXT","CFL",1,91,null,"Mag. or Elec.","Compact Fluorescent, 91W/lamp modular fixture, (1) lamp, any plug-in bulb shape",105,"Modular CFL Fixtures",15,"Y"]
["CF92/1-FIXT","CFL",1,92,null,"Mag. or Elec.","Compact Fluorescent, 92W/lamp modular fixture, (1) lamp, any plug-in bulb shape",106,"Modular CFL Fixtures",15,"Y"]
["CF93/1-FIXT","CFL",1,93,null,"Mag. or Elec.","Compact Fluorescent, 93W/lamp modular fixture, (1) lamp, any plug-in bulb shape",107,"Modular CFL Fixtures",15,"Y"]
["CF94/1-FIXT","CFL",1,94,null,"Mag. or Elec.","Compact Fluorescent, 94W/lamp modular fixture, (1) lamp, any plug-in bulb shape",108,"Modular CFL Fixtures",15,"Y"]
["CF95/1-FIXT","CFL",1,95,null,"Mag. or Elec.","Compact Fluorescent, 95W/lamp modular fixture, (1) lamp, any plug-in bulb shape",109,"Modular CFL Fixtures",15,"Y"]
["CF96/1-FIXT","CFL",1,96,null,"Mag. or Elec.","Compact Fluorescent, 96W/lamp modular fixture, (1) lamp, any plug-in bulb shape",110,"Modular CFL Fixtures",15,"Y"]
["CF97/1-FIXT","CFL",1,97,null,"Mag. or Elec.","Compact Fluorescent, 97W/lamp modular fixture, (1) lamp, any plug-in bulb shape",112,"Modular CFL Fixtures",15,"Y"]
["CF98/1-FIXT","CFL",1,98,null,"Mag. or Elec.","Compact Fluorescent, 98W/lamp modular fixture, (1) lamp, any plug-in bulb shape",113,"Modular CFL Fixtures",15,"Y"]
["CF99/1-FIXT","CFL",1,99,null,"Mag. or Elec.","Compact Fluorescent, 99W/lamp modular fixture, (1) lamp, any plug-in bulb shape",114,"Modular CFL Fixtures",15,"Y"]
["CF100/1-FIXT","CFL",1,100,null,"Mag. or Elec.","Compact Fluorescent, 100W/lamp modular fixture, (1) lamp, any plug-in bulb shape",115,"Modular CFL Fixtures",15,"Y"]
["CF101/1-FIXT","CFL",1,101,null,"Mag. or Elec.","Compact Fluorescent, 101W/lamp modular fixture, (1) lamp, any plug-in bulb shape",116,"Modular CFL Fixtures",15,"Y"]
["CF102/1-FIXT","CFL",1,102,null,"Mag. or Elec.","Compact Fluorescent, 102W/lamp modular fixture, (1) lamp, any plug-in bulb shape",117,"Modular CFL Fixtures",15,"Y"]
["CF103/1-FIXT","CFL",1,103,null,"Mag. or Elec.","Compact Fluorescent, 103W/lamp modular fixture, (1) lamp, any plug-in bulb shape",118,"Modular CFL Fixtures",15,"Y"]
["CF104/1-FIXT","CFL",1,104,null,"Mag. or Elec.","Compact Fluorescent, 104W/lamp modular fixture, (1) lamp, any plug-in bulb shape",120,"Modular CFL Fixtures",15,"Y"]
["CF105/1-FIXT","CFL",1,105,null,"Mag. or Elec.","Compact Fluorescent, 105W/lamp modular fixture, (1) lamp, any plug-in bulb shape",121,"Modular CFL Fixtures",15,"Y"]
["CF106/1-FIXT","CFL",1,106,null,"Mag. or Elec.","Compact Fluorescent, 106W/lamp modular fixture, (1) lamp, any plug-in bulb shape",122,"Modular CFL Fixtures",15,"Y"]
["CF107/1-FIXT","CFL",1,107,null,"Mag. or Elec.","Compact Fluorescent, 107W/lamp modular fixture, (1) lamp, any plug-in bulb shape",123,"Modular CFL Fixtures",15,"Y"]
["CF108/1-FIXT","CFL",1,108,null,"Mag. or Elec.","Compact Fluorescent, 108W/lamp modular fixture, (1) lamp, any plug-in bulb shape",124,"Modular CFL Fixtures",15,"Y"]
["CF109/1-FIXT","CFL",1,109,null,"Mag. or Elec.","Compact Fluorescent, 109W/lamp modular fixture, (1) lamp, any plug-in bulb shape",125,"Modular CFL Fixtures",15,"Y"]
["CF110/1-FIXT","CFL",1,110,null,"Mag. or Elec.","Compact Fluorescent, 110W/lamp modular fixture, (1) lamp, any plug-in bulb shape",127,"Modular CFL Fixtures",15,"Y"]
["CF111/1-FIXT","CFL",1,111,null,"Mag. or Elec.","Compact Fluorescent, 111W/lamp modular fixture, (1) lamp, any plug-in bulb shape",128,"Modular CFL Fixtures",15,"Y"]
["CF112/1-FIXT","CFL",1,112,null,"Mag. or Elec.","Compact Fluorescent, 112W/lamp modular fixture, (1) lamp, any plug-in bulb shape",129,"Modular CFL Fixtures",15,"Y"]
["CF113/1-FIXT","CFL",1,113,null,"Mag. or Elec.","Compact Fluorescent, 113W/lamp modular fixture, (1) lamp, any plug-in bulb shape",130,"Modular CFL Fixtures",15,"Y"]
["CF114/1-FIXT","CFL",1,114,null,"Mag. or Elec.","Compact Fluorescent, 114W/lamp modular fixture, (1) lamp, any plug-in bulb shape",131,"Modular CFL Fixtures",15,"Y"]
["CF115/1-FIXT","CFL",1,115,null,"Mag. or Elec.","Compact Fluorescent, 115W/lamp modular fixture, (1) lamp, any plug-in bulb shape",132,"Modular CFL Fixtures",15,"Y"]
["CF116/1-FIXT","CFL",1,116,null,"Mag. or Elec.","Compact Fluorescent, 116W/lamp modular fixture, (1) lamp, any plug-in bulb shape",133,"Modular CFL Fixtures",15,"Y"]
["CF117/1-FIXT","CFL",1,117,null,"Mag. or Elec.","Compact Fluorescent, 117W/lamp modular fixture, (1) lamp, any plug-in bulb shape",135,"Modular CFL Fixtures",15,"Y"]
["CF118/1-FIXT","CFL",1,118,null,"Mag. or Elec.","Compact Fluorescent, 118W/lamp modular fixture, (1) lamp, any plug-in bulb shape",136,"Modular CFL Fixtures",15,"Y"]
["CF119/1-FIXT","CFL",1,119,null,"Mag. or Elec.","Compact Fluorescent, 119W/lamp modular fixture, (1) lamp, any plug-in bulb shape",137,"Modular CFL Fixtures",15,"Y"]
["CF120/1-FIXT","CFL",1,120,null,"Mag. or Elec.","Compact Fluorescent, 120W/lamp modular fixture, (1) lamp, any plug-in bulb shape",138,"Modular CFL Fixtures",15,"Y"]
["CF121/1-FIXT","CFL",1,121,null,"Mag. or Elec.","Compact Fluorescent, 121W/lamp modular fixture, (1) lamp, any plug-in bulb shape",139,"Modular CFL Fixtures",15,"Y"]
["CF122/1-FIXT","CFL",1,122,null,"Mag. or Elec.","Compact Fluorescent, 122W/lamp modular fixture, (1) lamp, any plug-in bulb shape",140,"Modular CFL Fixtures",15,"Y"]
["CF123/1-FIXT","CFL",1,123,null,"Mag. or Elec.","Compact Fluorescent, 123W/lamp modular fixture, (1) lamp, any plug-in bulb shape",141,"Modular CFL Fixtures",15,"Y"]
["CF124/1-FIXT","CFL",1,124,null,"Mag. or Elec.","Compact Fluorescent, 124W/lamp modular fixture, (1) lamp, any plug-in bulb shape",143,"Modular CFL Fixtures",15,"Y"]
["CF125/1-FIXT","CFL",1,125,null,"Mag. or Elec.","Compact Fluorescent, 125W/lamp modular fixture, (1) lamp, any plug-in bulb shape",144,"Modular CFL Fixtures",15,"Y"]
["CF126/1-FIXT","CFL",1,126,null,"Mag. or Elec.","Compact Fluorescent, 126W/lamp modular fixture, (1) lamp, any plug-in bulb shape",145,"Modular CFL Fixtures",15,"Y"]
["CF127/1-FIXT","CFL",1,127,null,"Mag. or Elec.","Compact Fluorescent, 127W/lamp modular fixture, (1) lamp, any plug-in bulb shape",146,"Modular CFL Fixtures",15,"Y"]
["CF128/1-FIXT","CFL",1,128,null,"Mag. or Elec.","Compact Fluorescent, 128W/lamp modular fixture, (1) lamp, any plug-in bulb shape",147,"Modular CFL Fixtures",15,"Y"]
["CF129/1-FIXT","CFL",1,129,null,"Mag. or Elec.","Compact Fluorescent, 129W/lamp modular fixture, (1) lamp, any plug-in bulb shape",148,"Modular CFL Fixtures",15,"Y"]
["CF130/1-FIXT","CFL",1,130,null,"Mag. or Elec.","Compact Fluorescent, 130W/lamp modular fixture, (1) lamp, any plug-in bulb shape",150,"Modular CFL Fixtures",15,"Y"]
["CF131/1-FIXT","CFL",1,131,null,"Mag. or Elec.","Compact Fluorescent, 131W/lamp modular fixture, (1) lamp, any plug-in bulb shape",151,"Modular CFL Fixtures",15,"Y"]
["CF132/1-FIXT","CFL",1,132,null,"Mag. or Elec.","Compact Fluorescent, 132W/lamp modular fixture, (1) lamp, any plug-in bulb shape",152,"Modular CFL Fixtures",15,"Y"]
["CF133/1-FIXT","CFL",1,133,null,"Mag. or Elec.","Compact Fluorescent, 133W/lamp modular fixture, (1) lamp, any plug-in bulb shape",153,"Modular CFL Fixtures",15,"Y"]
["CF134/1-FIXT","CFL",1,134,null,"Mag. or Elec.","Compact Fluorescent, 134W/lamp modular fixture, (1) lamp, any plug-in bulb shape",154,"Modular CFL Fixtures",15,"Y"]
["CF135/1-FIXT","CFL",1,135,null,"Mag. or Elec.","Compact Fluorescent, 135W/lamp modular fixture, (1) lamp, any plug-in bulb shape",155,"Modular CFL Fixtures",15,"Y"]
["CF136/1-FIXT","CFL",1,136,null,"Mag. or Elec.","Compact Fluorescent, 136W/lamp modular fixture, (1) lamp, any plug-in bulb shape",156,"Modular CFL Fixtures",15,"Y"]
["CF137/1-FIXT","CFL",1,137,null,"Mag. or Elec.","Compact Fluorescent, 137W/lamp modular fixture, (1) lamp, any plug-in bulb shape",158,"Modular CFL Fixtures",15,"Y"]
["CF138/1-FIXT","CFL",1,138,null,"Mag. or Elec.","Compact Fluorescent, 138W/lamp modular fixture, (1) lamp, any plug-in bulb shape",159,"Modular CFL Fixtures",15,"Y"]
["CF139/1-FIXT","CFL",1,139,null,"Mag. or Elec.","Compact Fluorescent, 139W/lamp modular fixture, (1) lamp, any plug-in bulb shape",160,"Modular CFL Fixtures",15,"Y"]
["CF140/1-FIXT","CFL",1,140,null,"Mag. or Elec.","Compact Fluorescent, 140W/lamp modular fixture, (1) lamp, any plug-in bulb shape",161,"Modular CFL Fixtures",15,"Y"]
["CF141/1-FIXT","CFL",1,141,null,"Mag. or Elec.","Compact Fluorescent, 141W/lamp modular fixture, (1) lamp, any plug-in bulb shape",162,"Modular CFL Fixtures",15,"Y"]
["CF142/1-FIXT","CFL",1,142,null,"Mag. or Elec.","Compact Fluorescent, 142W/lamp modular fixture, (1) lamp, any plug-in bulb shape",163,"Modular CFL Fixtures",15,"Y"]
["CF143/1-FIXT","CFL",1,143,null,"Mag. or Elec.","Compact Fluorescent, 143W/lamp modular fixture, (1) lamp, any plug-in bulb shape",164,"Modular CFL Fixtures",15,"Y"]
["CF144/1-FIXT","CFL",1,144,null,"Mag. or Elec.","Compact Fluorescent, 144W/lamp modular fixture, (1) lamp, any plug-in bulb shape",166,"Modular CFL Fixtures",15,"Y"]
["CF145/1-FIXT","CFL",1,145,null,"Mag. or Elec.","Compact Fluorescent, 145W/lamp modular fixture, (1) lamp, any plug-in bulb shape",167,"Modular CFL Fixtures",15,"Y"]
["CF146/1-FIXT","CFL",1,146,null,"Mag. or Elec.","Compact Fluorescent, 146W/lamp modular fixture, (1) lamp, any plug-in bulb shape",168,"Modular CFL Fixtures",15,"Y"]
["CF147/1-FIXT","CFL",1,147,null,"Mag. or Elec.","Compact Fluorescent, 147W/lamp modular fixture, (1) lamp, any plug-in bulb shape",169,"Modular CFL Fixtures",15,"Y"]
["CF148/1-FIXT","CFL",1,148,null,"Mag. or Elec.","Compact Fluorescent, 148W/lamp modular fixture, (1) lamp, any plug-in bulb shape",170,"Modular CFL Fixtures",15,"Y"]
["CF149/1-FIXT","CFL",1,149,null,"Mag. or Elec.","Compact Fluorescent, 149W/lamp modular fixture, (1) lamp, any plug-in bulb shape",171,"Modular CFL Fixtures",15,"Y"]
["CF150/1-FIXT","CFL",1,150,null,"Mag. or Elec.","Compact Fluorescent, 150W/lamp modular fixture, (1) lamp, any plug-in bulb shape",173,"Modular CFL Fixtures",15,"Y"]
["ECF5/1","CFL Exit",1,5,null,"Mag-STD","EXIT Compact Fluorescent, (1) 5W lamp",9,"Modular CFL and CCFL Fixtures",16,"Y"]
["ECF5/2","CFL Exit",2,5,null,"Mag-STD","EXIT Compact Fluorescent, (2) 5W lamps",20,"Modular CFL and CCFL Fixtures",16,"Y"]
["ECF6/1","CFL Exit",1,6,null,"Mag-STD","EXIT Compact Fluorescent, (1) 6W lamp",13,"Modular CFL and CCFL Fixtures",16,"Y"]
["ECF6/2","CFL Exit",2,6,null,"Mag-STD","EXIT Compact Fluorescent, (2) 6W lamps, (2) ballasts",26,"Modular CFL and CCFL Fixtures",16,"Y"]
["ECF7/1","CFL Exit",1,7,null,"Mag-STD","EXIT Compact Fluorescent, (1) 7W lamp",10,"Modular CFL and CCFL Fixtures",16,"Y"]
["ECF7/2","CFL Exit",2,7,null,"Mag-STD","EXIT Compact Fluorescent, (2) 7W lamps",21,"Modular CFL and CCFL Fixtures",16,"Y"]
["ECF9/1","CFL Exit",1,9,null,"Mag-STD","EXIT Compact Fluorescent, (1) 9W lamp",12,"Modular CFL and CCFL Fixtures",16,"Y"]
["ECF9/2","CFL Exit",2,9,null,"Mag-STD","EXIT Compact Fluorescent, (2) 9W lamps",20,"Modular CFL and CCFL Fixtures",16,"Y"]
["EF2/2","CFL Exit",2,2,null,"Electronic","EXIT Sub-miniature T-1 Fluorescent, (2) lamps",5,"Modular CFL and CCFL Fixtures",16,"Y"]
["EF6/1","CFL Exit",1,6,null,"Mag-STD","EXIT Miniature Bi-pin Fluorescent, (1) 6W lamp, (1) ballast",9,"Modular CFL and CCFL Fixtures",16,"Y"]
["EF6/2","CFL Exit",2,6,null,"Mag-STD","EXIT Miniature Bi-pin Fluorescent, (2) 6W lamps, (2) ballasts",18,"Modular CFL and CCFL Fixtures",16,"Y"]
["EF8/1","CFL Exit",1,8,null,"Mag-STD","EXIT T5 Fluorescent, (1) 8W lamp",12,"Modular CFL and CCFL Fixtures",16,"Y"]
["EF8/2","CFL Exit",2,8,null,"Mag-STD","EXIT T5 Fluorescent, (2) 8W lamps",24,"Modular CFL and CCFL Fixtures",16,"Y"]
["EI5/1","Halogen Exit",1,5,null,null,"EXIT Incandescent, (1) 5W lamp",5,"Halogen",1.5,"Y"]
["EI5/2","Halogen Exit",2,5,null,null,"EXIT Incandescent, (2) 5W lamps",10,"Halogen",1.5,"Y"]
["EI6/1","Halogen Exit",1,6,null,null,"EXIT Incandescent, (1) 6 W lamp",6,"Halogen",1.5,"Y"]
["EI6/2","Halogen Exit",2,6,null,null,"EXIT Incandescent, (2) 6 W lamps",12,"Halogen",1.5,"Y"]
["EI7.5/1","Halogen Exit",1,7.5,null,null,"EXIT Tungsten, (1) 7.5 W lamp",8,"Halogen",1.5,"Y"]
["EI7.5/2","Halogen Exit",2,7.5,null,null,"EXIT Tungsten, (2) 7.5 W lamps",15,"Halogen",1.5,"Y"]
["EI10/2","Halogen Exit",2,10,null,null,"EXIT Incandescent, (2) 10W lamps",20,"Halogen",1.5,"Y"]
["EI15/1","Halogen Exit",1,15,null,null,"EXIT Incandescent, (1) 15W lamp",15,"Halogen",1.5,"Y"]
["EI15/2","Halogen Exit",2,15,null,null,"EXIT Incandescent, (2) 15W lamps",30,"Halogen",1.5,"Y"]
["EI20/1","Halogen Exit",1,20,null,null,"EXIT Incandescent, (1) 20W lamp",20,"Halogen",1.5,"Y"]
["EI20/2","Halogen Exit",2,20,null,null,"EXIT Incandescent, (2) 20W lamps",40,"Halogen",1.5,"Y"]
["EI25/1","Halogen Exit",1,25,null,null,"EXIT Incandescent, (1) 25W lamp",25,"Halogen",1.5,"Y"]
["EI25/2","Halogen Exit",2,25,null,null,"EXIT Incandescent, (2) 25W lamps",50,"Halogen",1.5,"Y"]
["EI34/1","Halogen Exit",1,34,null,null,"EXIT Incandescent, (1) 34W lamp",34,"Halogen",1.5,"Y"]
["EI34/2","Halogen Exit",2,34,null,null,"EXIT Incandescent, (2) 34W lamps",68,"Halogen",1.5,"Y"]
["EI40/1","Halogen Exit",1,40,null,null,"EXIT Incandescent, (1) 40W lamp",40,"Halogen",1.5,"Y"]
["EI40/2","Halogen Exit",2,40,null,null,"EXIT Incandescent, (2) 40W lamps",80,"Halogen",1.5,"Y"]
["EI50/2","Halogen Exit",2,50,null,null,"EXIT Incandescent, (2) 50W lamps",100,"Halogen",1.5,"Y"]
["ELED1/1","LED Exit",1,1,null,null,"EXIT Light Emitting Diode, 1W Single Sided",1,"Light Emitting Diode (LED)",15,"Y"]
["ELED1/2","LED Exit",2,1,null,null,"EXIT Light Emitting Diode, 1W Dual Sided",1,"Light Emitting Diode (LED)",15,"Y"]
["ELED1.5/1","LED Exit",1,1.5,null,null,"EXIT Light Emitting Diode, 1.5W Single Sided",1.5,"Light Emitting Diode (LED)",15,"Y"]
["ELED1.5/2","LED Exit",2,1.5,null,null,"EXIT Light Emitting Diode, 1.5W Dual Sided",1.5,"Light Emitting Diode (LED)",15,"Y"]
["ELED2/1","LED Exit",1,2,null,null,"EXIT Light Emitting Diode, 2W Single Sided",2,"Light Emitting Diode (LED)",15,"Y"]
["ELED2/2","LED Exit",2,2,null,null,"EXIT Light Emitting Diode, 2W Dual Sided",2,"Light Emitting Diode (LED)",15,"Y"]
["ELED2.5/1","LED Exit",1,2.5,null,null,"EXIT Light Emitting Diode, 2.5W Single Sided",2.5,"Light Emitting Diode (LED)",15,"Y"]
["ELED2.5/2","LED Exit",2,2.5,null,null,"EXIT Light Emitting Diode, 2.5W Dual Sided",2.5,"Light Emitting Diode (LED)",15,"Y"]
["ELED3/1","LED Exit",1,3,null,null,"EXIT Light Emitting Diode, 3W Single Sided",3,"Light Emitting Diode (LED)",15,"Y"]
["ELED3/2","LED Exit",2,3,null,null,"EXIT Light Emitting Diode, 3W Dual Sided",3,"Light Emitting Diode (LED)",15,"Y"]
["ELED3.5/1","LED Exit",1,3.5,null,null,"EXIT Light Emitting Diode, 3.5W Single Sided",3.5,"Light Emitting Diode (LED)",15,"Y"]
["ELED3.5/2","LED Exit",2,3.5,null,null,"EXIT Light Emitting Diode, 3.5W Dual Sided",3.5,"Light Emitting Diode (LED)",15,"Y"]
["ELED4/1","LED Exit",1,4,null,null,"EXIT Light Emitting Diode, 4W Single Sided",4,"Light Emitting Diode (LED)",15,"Y"]
["ELED4/2","LED Exit",2,4,null,null,"EXIT Light Emitting Diode, 4W Dual Sided",4,"Light Emitting Diode (LED)",15,"Y"]
["ELED3","LED Exit",1,3,null,null,"EXIT Light Emitting Diode, 3W",3,"Light Emitting Diode (LED)",15,"Y"]
["EP","LED Exit",0,0,null,null,"EXIT Photoluminescent, 0W",0,"Light Emitting Diode (LED)",15,"Y"]
["F21GPL-H","T5",1,14,22,"Electronic","Fluorescent, (1) 22\" T5 lamp, electronic ballast, HLO (.95 < BF < 1.1)",15,"Linear Fluorescent",15,"Y"]
["F22GPL-H","T5",2,14,22,"Electronic","Fluorescent, (2) 22\" T5 lamps, electronic ballast, HLO (.95 < BF < 1.1)",31,"Linear Fluorescent",15,"Y"]
["F23GPL-H","T5",3,14,22,"Electronic","Fluorescent, (3) 22\" T5 lamps, electronic ballast, HLO (.95 < BF < 1.1)",46,"Linear Fluorescent",15,"Y"]
["F24GPL-H","T5",4,14,22,"Electronic","Fluorescent, (4) 22\" T5 lamps, electronic ballast, HLO (.95 < BF < 1.1)",62,"Linear Fluorescent",15,"Y"]
["F21GPHL-H","T5HO",1,24,22,"Electronic","Fluorescent, (1) 22\" T5 HO lamp, electronic ballast, HLO (.95 < BF < 1.1)",26,"Linear Fluorescent",15,"Y"]
["F22GPHL-H","T5HO",2,24,22,"Electronic","Fluorescent, (2) 22\" T5 HO lamps, electronic ballast, HLO (.95 < BF < 1.1)",53,"Linear Fluorescent",15,"Y"]
["F23GPHL-H","T5HO",3,24,22,"Electronic","Fluorescent, (3) 22\" T5 HO lamps, electronic ballast, HLO (.95 < BF < 1.1)",79,"Linear Fluorescent",15,"Y"]
["F24GPHL-H","T5HO",4,24,22,"Electronic","Fluorescent, (4) 22\" T5 HO lamps, electronic ballast, HLO (.95 < BF < 1.1)",106,"Linear Fluorescent",15,"Y"]
["F31GPL-H","T5",1,21,34,"Electronic","Fluorescent, (1) 34\" T5 lamp, electronic ballast, HLO (.95 < BF < 1.1)",23,"Linear Fluorescent",15,"Y"]
["F32GPL-H","T5",2,21,34,"Electronic","Fluorescent, (2) 34\" T5 lamps, electronic ballast, HLO (.95 < BF < 1.1)",46,"Linear Fluorescent",15,"Y"]
["F33GPL-H","T5",3,21,34,"Electronic","Fluorescent, (3) 34\" T5 lamps, electronic ballast, HLO (.95 < BF < 1.1)",69,"Linear Fluorescent",15,"Y"]
["F34GPL-H","T5",4,21,34,"Electronic","Fluorescent, (4) 34\" T5 lamps, electronic ballast, HLO (.95 < BF < 1.1)",92,"Linear Fluorescent",15,"Y"]
["F31GPHL-H","T5HO",1,39,34,"Electronic","Fluorescent, (1) 34\" T5 HO lamp, electronic ballast, HLO (.95 < BF < 1.1)",43,"Linear Fluorescent",15,"Y"]
["F32GPHL-H","T5HO",2,39,34,"Electronic","Fluorescent, (2) 34\" T5 HO lamps, electronic ballast, HLO (.95 < BF < 1.1)",86,"Linear Fluorescent",15,"Y"]
["F33GPHL-H","T5HO",3,39,34,"Electronic","Fluorescent, (3) 34\" T5 HO lamps, electronic ballast, HLO (.95 < BF < 1.1)",129,"Linear Fluorescent",15,"Y"]
["F34GPHL-H","T5HO",4,39,34,"Electronic","Fluorescent, (4) 34\" T5 HO lamps, electronic ballast, HLO (.95 < BF < 1.1)",172,"Linear Fluorescent",15,"Y"]
["F41GPL-H","T5",1,28,45.8,"Electronic","Fluorescent, (1) 45.8\" T5 lamp, electronic ballast, HLO (.95 < BF < 1.1)",31,"Linear Fluorescent",15,"Y"]
["F42GPL-H","T5",2,28,45.8,"Electronic","Fluorescent, (2) 45.8\" T5 lamps, electronic ballast, HLO (.95 < BF < 1.1)",62,"Linear Fluorescent",15,"Y"]
["F43GPL-H","T5",3,28,45.8,"Electronic","Fluorescent, (3) 45.8\" T5 lamps, electronic ballast, HLO (.95 < BF < 1.1)",92,"Linear Fluorescent",15,"Y"]
["F44GPL-H","T5",4,28,45.8,"Electronic","Fluorescent, (4) 45.8\" T5 lamps, electronic ballast, HLO (.95 < BF < 1.1)",123,"Linear Fluorescent",15,"Y"]
["F41GPHL-H","T5HO",1,54,45.8,"Electronic","Fluorescent, (1) 45.8\" T5 HO lamp, electronic ballast, HLO (.95 < BF < 1.1)",59,"Linear Fluorescent",15,"Y"]
["F42GPHL-H","T5HO",2,54,45.8,"Electronic","Fluorescent, (2) 45.8\" T5 HO lamps, electronic ballast, HLO (.95 < BF < 1.1)",119,"Linear Fluorescent",15,"Y"]
["F43GPHL-H","T5HO",3,54,45.8,"Electronic","Fluorescent, (3) 45.8\" T5 HO lamps, electronic ballast, HLO (.95 < BF < 1.1)",178,"Linear Fluorescent",15,"Y"]
["F44GPHL-H","T5HO",4,54,45.8,"Electronic","Fluorescent, (4) 45.8\" T5 HO lamps, electronic ballast, HLO (.95 < BF < 1.1)",238,"Linear Fluorescent",15,"Y"]
["F45GPHL-H","T5HO",5,54,45.8,"Electronic","Fluorescent, (5) 45.8\" T5 HO lamps, electronic ballast, HLO (.95 < BF < 1.1)",297,"Linear Fluorescent",15,"Y"]
["F46GPHL-H","T5HO",6,54,45.8,"Electronic","Fluorescent, (6) 45.8\" T5 HO lamps, electronic ballast, HLO (.95 < BF < 1.1)",356,"Linear Fluorescent",15,"Y"]
["F48GPHL-H","T5HO",8,54,45.8,"Electronic","Fluorescent, (8) 45.8\" T5 HO lamps, electronic ballast, HLO (.95 < BF < 1.1)",462,"Linear Fluorescent",15,"Y"]
["F410GPHL-H","T5HO",10,54,45.8,"Electronic","Fluorescent, (10) 45.8\" T5 HO lamps, electronic ballast, HLO (.95 < BF < 1.1)",578,"Linear Fluorescent",15,"Y"]
["F412GPHL-H","T5HO",12,54,45.8,"Electronic","Fluorescent, (12) 45.8\" T5 HO lamps, electronic ballast, HLO (.95 < BF < 1.1)",693,"Linear Fluorescent",15,"Y"]
["F51GPL-H","T5",1,35,57.6,"Electronic","Fluorescent, (1) 57.6\" T5 lamp, electronic ballast, HLO (.95 < BF < 1.1)",39,"Linear Fluorescent",15,"Y"]
["F52GPL-H","T5",2,35,57.6,"Electronic","Fluorescent, (2) 57.6\" T5 lamps, electronic ballast, HLO (.95 < BF < 1.1)",77,"Linear Fluorescent",15,"Y"]
["F51GPHL-H","T5HO",1,80,57.6,"Electronic","Fluorescent, (1) 57.6\" T5 HO lamp, electronic ballast, HLO (.95 < BF < 1.1)",88,"Linear Fluorescent",15,"Y"]
["F52GPHL-H","T5HO",2,80,57.6,"Electronic","Fluorescent, (2) 57.6\" T5 HO lamps, electronic ballast, HLO (.95 < BF < 1.1)",176,"Linear Fluorescent",15,"Y"]
["F1.51LS","T8",1,15,18,"Magnetic","Fluorescent, (1) 18\" T8 lamp, magnetic ballast",19,"Linear Fluorescent",15,"N"]
["F1.52LS","T8",2,15,18,"Magnetic","Fluorescent, (2) 18\" T8 lamps, magnetic ballast",36,"Linear Fluorescent",15,"N"]
["F21ILU-R","T8",1,17,24,"Electronic","Fluorescent, (1) 24\" T8 lamp, electronic ballast, RLO (BF< 0.85)",14,"Linear Fluorescent",15,"Y"]
["F21ILU","T8",1,17,24,"Electronic","Fluorescent, (1) 24\" T8 lamp, electronic ballast, NLO (0.85 < BF < 0.95) ",15,"Linear Fluorescent",15,"Y"]
["F21ILU-H","T8",1,17,24,"Electronic","Fluorescent, (1) 24\" T8 lamp, electronic ballast, HLO (.95 < BF < 1.1)",18,"Linear Fluorescent",15,"Y"]
["F21ILU-V","T8",1,17,24,"Electronic","Fluorescent, (1) 24\" T8 lamp, electronic ballast, VHLO ( BF > 1.1)",20,"Linear Fluorescent",15,"Y"]
["F22ILU-R","T8",2,17,24,"Electronic","Fluorescent, (2) 24\" T8 lamps, electronic ballast, RLO (BF< 0.85)",27,"Linear Fluorescent",15,"Y"]
["F22ILU","T8",2,17,24,"Electronic","Fluorescent, (2) 24\" T8 lamps, electronic ballast, NLO (0.85 < BF < 0.95) ",31,"Linear Fluorescent",15,"Y"]
["F22ILU-H","T8",2,17,24,"Electronic","Fluorescent, (2) 24\" T8 lamps, electronic ballast, HLO (.95 < BF < 1.1)",36,"Linear Fluorescent",15,"Y"]
["F22ILU-V","T8",2,17,24,"Electronic","Fluorescent, (2) 24\" T8 lamps, electronic ballast, VHLO ( BF > 1.1)",39,"Linear Fluorescent",15,"Y"]
["F23ILU-R","T8",3,17,24,"Electronic","Fluorescent, (3) 24\" T8 lamps, electronic ballast, RLO (BF< 0.85)",41,"Linear Fluorescent",15,"Y"]
["F23ILU","T8",3,17,24,"Electronic","Fluorescent, (3) 24\" T8 lamps, electronic ballast, NLO (0.85 < BF < 0.95) ",46,"Linear Fluorescent",15,"Y"]
["F23ILU-H","T8",3,17,24,"Electronic","Fluorescent, (3) 24\" T8 lamps, electronic ballast, HLO (.95 < BF < 1.1)",54,"Linear Fluorescent",15,"Y"]
["F23ILU-V","T8",3,17,24,"Electronic","Fluorescent, (3) 24\" T8 lamps, electronic ballast, VHLO ( BF > 1.1)",59,"Linear Fluorescent",15,"Y"]
["F24ILU-R","T8",4,17,24,"Electronic","Fluorescent, (4) 24\" T8 lamps, electronic ballast, RLO (BF< 0.85)",54,"Linear Fluorescent",15,"Y"]
["F24ILU","T8",4,17,24,"Electronic","Fluorescent, (4) 24\" T8 lamps, electronic ballast, NLO (0.85 < BF < 0.95) ",61,"Linear Fluorescent",15,"Y"]
["F24ILU-H","T8",4,17,24,"Electronic","Fluorescent, (4) 24\" T8 lamps, electronic ballast, HLO (.95 < BF < 1.1)",71,"Linear Fluorescent",15,"Y"]
["F24ILU-V","T8",4,17,24,"Electronic","Fluorescent, (4) 24\" T8 lamps, electronic ballast, VHLO ( BF > 1.1)",78,"Linear Fluorescent",15,"Y"]
["F31ILU-R","T8",1,25,36,"Electronic","Fluorescent, (1) 36\" T8 lamp, electronic ballast, RLO (BF< 0.85)",20,"Linear Fluorescent",15,"Y"]
["F31ILU","T8",1,25,36,"Electronic","Fluorescent, (1) 36\" T8 lamp, electronic ballast, NLO (0.85 < BF < 0.95) ",23,"Linear Fluorescent",15,"Y"]
["F31ILU-H","T8",1,25,36,"Electronic","Fluorescent, (1) 36\" T8 lamp, electronic ballast, HLO (.95 < BF < 1.1)",26,"Linear Fluorescent",15,"Y"]
["F31ILU-V","T8",1,25,36,"Electronic","Fluorescent, (1) 36\" T8 lamp, electronic ballast, VHLO ( BF > 1.1)",29,"Linear Fluorescent",15,"Y"]
["F32ILU-R","T8",2,25,36,"Electronic","Fluorescent, (2) 36\" T8 lamps, electronic ballast, RLO (BF< 0.85)",40,"Linear Fluorescent",15,"Y"]
["F32ILU","T8",2,25,36,"Electronic","Fluorescent, (2) 36\" T8 lamps, electronic ballast, NLO (0.85 < BF < 0.95) ",45,"Linear Fluorescent",15,"Y"]
["F32ILU-H","T8",2,25,36,"Electronic","Fluorescent, (2) 36\" T8 lamps, electronic ballast, HLO (.95 < BF < 1.1)",53,"Linear Fluorescent",15,"Y"]
["F32ILU-V","T8",2,25,36,"Electronic","Fluorescent, (2) 36\" T8 lamps, electronic ballast, VHLO ( BF > 1.1)",58,"Linear Fluorescent",15,"Y"]
["F33ILU-R","T8",3,25,36,"Electronic","Fluorescent, (3) 36\" T8 lamps, electronic ballast, RLO (BF< 0.85)",60,"Linear Fluorescent",15,"Y"]
["F33ILU","T8",3,25,36,"Electronic","Fluorescent, (3) 36\" T8 lamps, electronic ballast, NLO (0.85 < BF < 0.95) ",68,"Linear Fluorescent",15,"Y"]
["F33ILU-H","T8",3,25,36,"Electronic","Fluorescent, (3) 36\" T8 lamps, electronic ballast, HLO (.95 < BF < 1.1)",79,"Linear Fluorescent",15,"Y"]
["F33ILU-V","T8",3,25,36,"Electronic","Fluorescent, (3) 36\" T8 lamps, electronic ballast, VHLO ( BF > 1.1)",86,"Linear Fluorescent",15,"Y"]
["F34ILU-R","T8",4,25,36,"Electronic","Fluorescent, (4) 36\" T8 lamps, electronic ballast, RLO (BF< 0.85)",80,"Linear Fluorescent",15,"Y"]
["F34ILU","T8",4,25,36,"Electronic","Fluorescent, (4) 36\" T8 lamps, electronic ballast, NLO (0.85 < BF < 0.95) ",90,"Linear Fluorescent",15,"Y"]
["F34ILU-H","T8",4,25,36,"Electronic","Fluorescent, (4) 36\" T8 lamps, electronic ballast, HLO (.95 < BF < 1.1)",105,"Linear Fluorescent",15,"Y"]
["F34ILU-V","T8",4,25,36,"Electronic","Fluorescent, (4) 36\" T8 lamps, electronic ballast, VHLO ( BF > 1.1)",115,"Linear Fluorescent",15,"Y"]
["F41INLU","T8",1,25,48,"Electronic","Fluorescent, (1) 48\" T8 RW lamp, electronic ballast, NLO (0.85 < BF < 0.95) ",23,"Linear Fluorescent",15,"Y"]
["F42INLU","T8",2,25,48,"Electronic","Fluorescent, (2) 48\" T8 RW lamps, electronic ballast, NLO (0.85 < BF < 0.95) ",45,"Linear Fluorescent",15,"Y"]
["F43INLU","T8",3,25,48,"Electronic","Fluorescent, (3) 48\" T8 RW lamps, electronic ballast, NLO (0.85 < BF < 0.95) ",68,"Linear Fluorescent",15,"Y"]
["F44INLU","T8",4,25,48,"Electronic","Fluorescent, (4) 48\" T8 RW lamps, electronic ballast, NLO (0.85 < BF < 0.95) ",90,"Linear Fluorescent",15,"Y"]
["F41IRLU","T8",1,28,48,"Electronic","Fluorescent, (1) 48\" T8 RW lamp, electronic ballast, NLO (0.85 < BF < 0.95) ",25,"Linear Fluorescent",15,"Y"]
["F42IRLU","T8",2,28,48,"Electronic","Fluorescent, (2) 48\" T8 RW lamps, electronic ballast, NLO (0.85 < BF < 0.95) ",50,"Linear Fluorescent",15,"Y"]
["F43IRLU","T8",3,28,48,"Electronic","Fluorescent, (3) 48\" T8 RW lamps, electronic ballast, NLO (0.85 < BF < 0.95) ",76,"Linear Fluorescent",15,"Y"]
["F44IRLU","T8",4,28,48,"Electronic","Fluorescent, (4) 48\" T8 RW lamps, electronic ballast, NLO (0.85 < BF < 0.95) ",101,"Linear Fluorescent",15,"Y"]
["F41ILU-R","T8",1,32,48,"Electronic","Fluorescent, (1) 48\" T8 lamp, electronic ballast, RLO (BF< 0.85)",26,"Linear Fluorescent",15,"Y"]
["F41ILU","T8",1,32,48,"Electronic","Fluorescent, (1) 48\" T8 lamp, electronic ballast, NLO (0.85 < BF < 0.95) ",29,"Linear Fluorescent",15,"Y"]
["F41ILU-H","T8",1,32,48,"Electronic","Fluorescent, (1) 48\" T8 lamp, electronic ballast, HLO (.95 < BF < 1.1)",34,"Linear Fluorescent",15,"Y"]
["F41ILU-V","T8",1,32,48,"Electronic","Fluorescent, (1) 48\" T8 lamp, electronic ballast, VHLO ( BF > 1.1)",37,"Linear Fluorescent",15,"Y"]
["F42ILU-R","T8",2,32,48,"Electronic","Fluorescent, (2) 48\" T8 lamps, electronic ballast, RLO (BF< 0.85)",51,"Linear Fluorescent",15,"Y"]
["F42ILU","T8",2,32,48,"Electronic","Fluorescent, (2) 48\" T8 lamps, electronic ballast, NLO (0.85 < BF < 0.95) ",58,"Linear Fluorescent",15,"Y"]
["F42ILU-H","T8",2,32,48,"Electronic","Fluorescent, (2) 48\" T8 lamps, electronic ballast, HLO (.95 < BF < 1.1)",67,"Linear Fluorescent",15,"Y"]
["F42ILU-V","T8",2,32,48,"Electronic","Fluorescent, (2) 48\" T8 lamps, electronic ballast, VHLO ( BF > 1.1)",74,"Linear Fluorescent",15,"Y"]
["F43ILU-R","T8",3,32,48,"Electronic","Fluorescent, (3) 48\" T8 lamps, electronic ballast, RLO (BF< 0.85)",77,"Linear Fluorescent",15,"Y"]
["F43ILU","T8",3,32,48,"Electronic","Fluorescent, (3) 48\" T8 lamps, electronic ballast, NLO (0.85 < BF < 0.95) ",86,"Linear Fluorescent",15,"Y"]
["F43ILU-H","T8",3,32,48,"Electronic","Fluorescent, (3) 48\" T8 lamps, electronic ballast, HLO (.95 < BF < 1.1)",101,"Linear Fluorescent",15,"Y"]
["F43ILU-V","T8",3,32,48,"Electronic","Fluorescent, (3) 48\" T8 lamps, electronic ballast, VHLO ( BF > 1.1)",110,"Linear Fluorescent",15,"Y"]
["F44ILU-R","T8",4,32,48,"Electronic","Fluorescent, (4) 48\" T8 lamps, electronic ballast, RLO (BF< 0.85)",102,"Linear Fluorescent",15,"Y"]
["F44ILU","T8",4,32,48,"Electronic","Fluorescent, (4) 48\" T8 lamps, electronic ballast, NLO (0.85 < BF < 0.95) ",115,"Linear Fluorescent",15,"Y"]
["F44ILU-H","T8",4,32,48,"Electronic","Fluorescent, (4) 48\" T8 lamps, electronic ballast, HLO (.95 < BF < 1.1)",134,"Linear Fluorescent",15,"Y"]
["F44ILU-V","T8",4,32,48,"Electronic","Fluorescent, (4) 48\" T8 lamps, electronic ballast, VHLO ( BF > 1.1)",147,"Linear Fluorescent",15,"Y"]
["F51ILU-R","T8",1,40,60,"Electronic","Fluorescent, (1) 60\" T8 lamp, electronic ballast, RLO (BF< 0.85)",32,"Linear Fluorescent",15,"Y"]
["F51ILU","T8",1,40,60,"Electronic","Fluorescent, (1) 60\" T8 lamp, electronic ballast, NLO (0.85 < BF < 0.95) ",36,"Linear Fluorescent",15,"Y"]
["F51ILU-H","T8",1,40,60,"Electronic","Fluorescent, (1) 60\" T8 lamp, electronic ballast, HLO (.95 < BF < 1.1)",42,"Linear Fluorescent",15,"Y"]
["F51ILU-V","T8",1,40,60,"Electronic","Fluorescent, (1) 60\" T8 lamp, electronic ballast, VHLO ( BF > 1.1)",46,"Linear Fluorescent",15,"Y"]
["F52ILU-R","T8",2,40,60,"Electronic","Fluorescent, (2) 60\" T8 lamps, electronic ballast, RLO (BF< 0.85)",64,"Linear Fluorescent",15,"Y"]
["F52ILU","T8",2,40,60,"Electronic","Fluorescent, (2) 60\" T8 lamps, electronic ballast, NLO (0.85 < BF < 0.95) ",72,"Linear Fluorescent",15,"Y"]
["F52ILU-H","T8",2,40,60,"Electronic","Fluorescent, (2) 60\" T8 lamps, electronic ballast, HLO (.95 < BF < 1.1)",84,"Linear Fluorescent",15,"Y"]
["F52ILU-V","T8",2,40,60,"Electronic","Fluorescent, (2) 60\" T8 lamps, electronic ballast, VHLO ( BF > 1.1)",92,"Linear Fluorescent",15,"Y"]
["F81ILU-R","T8",1,59,96,"Electronic","Fluorescent, (1) 96\" T8 lamp, electronic ballast, RLO (BF< 0.85)",47,"Linear Fluorescent",15,"Y"]
["F81ILU","T8",1,59,96,"Electronic","Fluorescent, (1) 96\" T8 lamp, electronic ballast, NLO (0.85 < BF < 0.95) ",53,"Linear Fluorescent",15,"Y"]
["F81ILU-H","T8",1,59,96,"Electronic","Fluorescent, (1) 96\" T8 lamp, electronic ballast, HLO (.95 < BF < 1.1)",62,"Linear Fluorescent",15,"Y"]
["F81ILU-V","T8",1,59,96,"Electronic","Fluorescent, (1) 96\" T8 lamp, electronic ballast, VHLO ( BF > 1.1)",68,"Linear Fluorescent",15,"Y"]
["F82ILU-R","T8",2,59,96,"Electronic","Fluorescent, (2) 96\" T8 lamps, electronic ballast, RLO (BF< 0.85)",94,"Linear Fluorescent",15,"Y"]
["F82ILU","T8",2,59,96,"Electronic","Fluorescent, (2) 96\" T8 lamps, electronic ballast, NLO (0.85 < BF < 0.95) ",106,"Linear Fluorescent",15,"Y"]
["F82ILU-H","T8",2,59,96,"Electronic","Fluorescent, (2) 96\" T8 lamps, electronic ballast, HLO (.95 < BF < 1.1)",124,"Linear Fluorescent",15,"Y"]
["F82ILU-V","T8",2,59,96,"Electronic","Fluorescent, (2) 96\" T8 lamps, electronic ballast, VHLO ( BF > 1.1)",136,"Linear Fluorescent",15,"Y"]
["F83ILU-R","T8",3,59,96,"Electronic","Fluorescent, (3) 96\" T8 lamps, electronic ballast, RLO (BF< 0.85)",142,"Linear Fluorescent",15,"Y"]
["F83ILU","T8",3,59,96,"Electronic","Fluorescent, (3) 96\" T8 lamps, electronic ballast, NLO (0.85 < BF < 0.95) ",159,"Linear Fluorescent",15,"Y"]
["F83ILU-H","T8",3,59,96,"Electronic","Fluorescent, (3) 96\" T8 lamps, electronic ballast, HLO (.95 < BF < 1.1)",186,"Linear Fluorescent",15,"Y"]
["F83ILU-V","T8",3,59,96,"Electronic","Fluorescent, (3) 96\" T8 lamps, electronic ballast, VHLO ( BF > 1.1)",204,"Linear Fluorescent",15,"Y"]
["F84ILU-R","T8",4,59,96,"Electronic","Fluorescent, (4) 96\" T8 lamps, electronic ballast, RLO (BF< 0.85)",189,"Linear Fluorescent",15,"Y"]
["F84ILU","T8",4,59,96,"Electronic","Fluorescent, (4) 96\" T8 lamps, electronic ballast, NLO (0.85 < BF < 0.95) ",212,"Linear Fluorescent",15,"Y"]
["F84ILU-H","T8",4,59,96,"Electronic","Fluorescent, (4) 96\" T8 lamps, electronic ballast, HLO (.95 < BF < 1.1)",248,"Linear Fluorescent",15,"Y"]
["F84ILU-V","T8",4,59,96,"Electronic","Fluorescent, (4) 96\" T8 lamps, electronic ballast, VHLO ( BF > 1.1)",271,"Linear Fluorescent",15,"Y"]
["F81LHL","T8",1,86,96,"Electronic","Fluorescent, (1) 96\" T8 HO lamp, electronic ballast, NLO (0.85 < BF < 0.95) ",77,"Linear Fluorescent",15,"Y"]
["F82LHL","T8",2,86,96,"Electronic","Fluorescent, (2) 96\" T8 HO lamps, electronic ballast, NLO (0.85 < BF < 0.95) ",155,"Linear Fluorescent",15,"Y"]
["F84LHL","T8",4,86,96,"Electronic","Fluorescent, (4) 96\" T8 HO lamps, electronic ballast, NLO (0.85 < BF < 0.95) ",310,"Linear Fluorescent",15,"Y"]
["F41T12","T12 (T8 Baseline)",1,32,48,"Mag/Elec","Fluorescent, (1) 48\" T12 lamp (T8 Baseline)",31,"Linear Fluorescent",15,"N"]
["F42T12","T12 (T8 Baseline)",2,32,48,"Mag/Elec","Fluorescent, (2) 48\" T12 lamps (T8 Baseline)",58,"Linear Fluorescent",15,"N"]
["F43T12","T12 (T8 Baseline)",3,32,48,"Mag/Elec","Fluorescent, (3) 48\" T12 lamps (T8 Baseline)",85,"Linear Fluorescent",15,"N"]
["F44T12","T12 (T8 Baseline)",4,32,48,"Mag/Elec","Fluorescent, (4) 48\" T12 lamps (T8 Baseline)",112,"Linear Fluorescent",15,"N"]
["F46T12","T12 (T8 Baseline)",6,32,48,"Mag/Elec","Fluorescent, (6) 48\" T12 lamps (T8 Baseline)",170,"Linear Fluorescent",15,"N"]
["F48T12","T12 (T8 Baseline)",8,32,48,"Mag/Elec","Fluorescent, (8) 48\" T12 lamps (T8 Baseline)",224,"Linear Fluorescent",15,"N"]
["F41T12-H","T12 (T8 Baseline)",1,32,48,"Mag/Elec","Fluorescent, (1) 48\" T12 HO lamp (T8 Baseline)",31,"Linear Fluorescent",15,"N"]
["F42T12-H","T12 (T8 Baseline)",2,32,48,"Mag/Elec","Fluorescent, (2) 48\" T12 HO lamps (T8 Baseline)",58,"Linear Fluorescent",15,"N"]
["F43T12-H","T12 (T8 Baseline)",3,32,48,"Mag/Elec","Fluorescent, (3) 48\" T12 HO lamps (T8 Baseline)",85,"Linear Fluorescent",15,"N"]
["F44T12-H","T12 (T8 Baseline)",4,32,48,"Mag/Elec","Fluorescent, (4) 48\" T12 HO lamps (T8 Baseline)",112,"Linear Fluorescent",15,"N"]
["F46T12-H","T12 (T8 Baseline)",6,32,48,"Mag/Elec","Fluorescent, (6) 48\" T12 HO lamps (T8 Baseline)",170,"Linear Fluorescent",15,"N"]
["F48T12-H","T12 (T8 Baseline)",8,32,48,"Mag/Elec","Fluorescent, (8) 48\" T12 HO lamps (T8 Baseline)",224,"Linear Fluorescent",15,"N"]
["F41T12-V","T12 (T8 Baseline)",1,32,48,"Mag/Elec","Fluorescent, (1) 48\" T12 VHO lamp (T8 Baseline)",31,"Linear Fluorescent",15,"N"]
["F42T12-V","T12 (T8 Baseline)",2,32,48,"Mag/Elec","Fluorescent, (2) 48\" T12 VHO lamps (T8 Baseline)",58,"Linear Fluorescent",15,"N"]
["F43T12-V","T12 (T8 Baseline)",3,32,48,"Mag/Elec","Fluorescent, (3) 48\" T12 VHO lamps (T8 Baseline)",85,"Linear Fluorescent",15,"N"]
["F44T12-V","T12 (T8 Baseline)",4,32,48,"Mag/Elec","Fluorescent, (4) 48\" T12 VHO lamps (T8 Baseline)",112,"Linear Fluorescent",15,"N"]
["F46T12-V","T12 (T8 Baseline)",6,32,48,"Mag/Elec","Fluorescent, (6) 48\" T12 VHO lamps (T8 Baseline)",170,"Linear Fluorescent",15,"N"]
["F48T12-V","T12 (T8 Baseline)",8,32,48,"Mag/Elec","Fluorescent, (8) 48\" T12 VHO lamps (T8 Baseline)",224,"Linear Fluorescent",15,"N"]
["F81T12","T12 (T8 Baseline)",1,59,96,"Mag/Elec","Fluorescent, (1) 96\" T12 lamp (T8 Baseline)",69,"Linear Fluorescent",15,"N"]
["F82T12","T12 (T8 Baseline)",2,59,96,"Mag/Elec","Fluorescent, (2) 96\" T12 lamps (T8 Baseline)",110,"Linear Fluorescent",15,"N"]
["F83T12","T12 (T8 Baseline)",3,59,96,"Mag/Elec","Fluorescent, (3) 96\" T12 lamps (T8 Baseline)",179,"Linear Fluorescent",15,"N"]
["F84T12","T12 (T8 Baseline)",4,59,96,"Mag/Elec","Fluorescent, (4) 96\" T12 lamps (T8 Baseline)",219,"Linear Fluorescent",15,"N"]
["F86T12","T12 (T8 Baseline)",6,59,96,"Mag/Elec","Fluorescent, (6) 96\" T12 lamps (T8 Baseline)",330,"Linear Fluorescent",15,"N"]
["F88T12","T12 (T8 Baseline)",8,59,96,"Mag/Elec","Fluorescent, (8) 96\" T12 lamps (T8 Baseline)",438,"Linear Fluorescent",15,"N"]
["F81T12-H","T12 (T8 Baseline)",1,86,96,"Mag/Elec","Fluorescent, (1) 96\" T12 HO lamp (T8 Baseline)",101,"Linear Fluorescent",15,"N"]
["F82T12-H","T12 (T8 Baseline)",2,86,96,"Mag/Elec","Fluorescent, (2) 96\" T12 HO lamps (T8 Baseline)",160,"Linear Fluorescent",15,"N"]
["F83T12-H","T12 (T8 Baseline)",3,86,96,"Mag/Elec","Fluorescent, (3) 96\" T12 HO lamps (T8 Baseline)",261,"Linear Fluorescent",15,"N"]
["F84T12-H","T12 (T8 Baseline)",4,86,96,"Mag/Elec","Fluorescent, (4) 96\" T12 HO lamps (T8 Baseline)",319,"Linear Fluorescent",15,"N"]
["F86T12-H","T12 (T8 Baseline)",6,86,96,"Mag/Elec","Fluorescent, (6) 96\" T12 HO lamps (T8 Baseline)",481,"Linear Fluorescent",15,"N"]
["F88T12-H","T12 (T8 Baseline)",8,86,96,"Mag/Elec","Fluorescent, (8) 96\" T12 HO lamps (T8 Baseline)",638,"Linear Fluorescent",15,"N"]
["F81T12-V","T12 (T8 Baseline)",1,86,96,"Mag/Elec","Fluorescent, (1) 96\" T12 VHO lamp (T8 Baseline)",101,"Linear Fluorescent",15,"N"]
["F82T12-V","T12 (T8 Baseline)",2,86,96,"Mag/Elec","Fluorescent, (2) 96\" T12 VHO lamps (T8 Baseline)",160,"Linear Fluorescent",15,"N"]
["F83T12-V","T12 (T8 Baseline)",3,86,96,"Mag/Elec","Fluorescent, (3) 96\" T12 VHO lamps (T8 Baseline)",261,"Linear Fluorescent",15,"N"]
["F84T12-V","T12 (T8 Baseline)",4,86,96,"Mag/Elec","Fluorescent, (4) 96\" T12 VHO lamps (T8 Baseline)",319,"Linear Fluorescent",15,"N"]
["F86T12-V","T12 (T8 Baseline)",6,86,96,"Mag/Elec","Fluorescent, (6) 96\" T12 VHO lamps (T8 Baseline)",481,"Linear Fluorescent",15,"N"]
["F88T12-V","T12 (T8 Baseline)",8,86,96,"Mag/Elec","Fluorescent, (8) 96\" T12 VHO lamps (T8 Baseline)",638,"Linear Fluorescent",15,"N"]
["F1.51SS","T12",1,15,18,"Magnetic","Fluorscent (1), 18\" T12 lamps, magnetic ballast",19,"Linear Fluorescent",15,"N"]
["F1.52SS","T12",2,15,18,"Magnetic","Fluorscent (2), 18\" T12 lamps, magnetic ballast",38,"Linear Fluorescent",15,"N"]
["F21SS","T12",1,20,24,"Magnetic","Fluorscent (1), 24\" T12 lamps, magnetic ballast",25,"Linear Fluorescent",15,"N"]
["F22SS","T12",2,20,24,"Magnetic","Fluorscent (2), 24\" T12 lamps, magnetic ballast",50,"Linear Fluorescent",15,"N"]
["F23SS","T12",3,20,24,"Magnetic","Fluorscent (3), 24\" T12 lamps, magnetic ballast",75,"Linear Fluorescent",15,"N"]
["F24SS","T12",4,20,24,"Magnetic","Fluorscent (4), 24\" T12 lamps, magnetic ballast",100,"Linear Fluorescent",15,"N"]
["F21SS-H","T12",1,35,24,"Magnetic","Fluorscent (1), 24\" T12 HO lamps, magnetic ballast",44,"Linear Fluorescent",15,"N"]
["F22SS-H","T12",2,35,24,"Magnetic","Fluorscent (2), 24\" T12 HO lamps, magnetic ballast",88,"Linear Fluorescent",15,"N"]
["F31SS","T12",1,30,36,"Magnetic","Fluorscent (1), 36\" T12 lamps, magnetic ballast",38,"Linear Fluorescent",15,"N"]
["F32SS","T12",2,30,36,"Magnetic","Fluorscent (2), 36\" T12 lamps, magnetic ballast",75,"Linear Fluorescent",15,"N"]
["F33SS","T12",3,30,36,"Magnetic","Fluorscent (3), 36\" T12 lamps, magnetic ballast",113,"Linear Fluorescent",15,"N"]
["F34SS","T12",4,30,36,"Magnetic","Fluorscent (4), 36\" T12 lamps, magnetic ballast",150,"Linear Fluorescent",15,"N"]
["F31SS-H","T12",1,50,36,"Magnetic","Fluorscent (1), 36\" T12 HO lamps, magnetic ballast",63,"Linear Fluorescent",15,"N"]
["F32SS-H","T12",2,50,36,"Magnetic","Fluorscent (2), 36\" T12 HO lamps, magnetic ballast",125,"Linear Fluorescent",15,"N"]
["F51SS","T12",1,50,60,"Magnetic","Fluorscent (1), 60\" T12 lamps, magnetic ballast",58,"Linear Fluorescent",15,"N"]
["F52SS","T12",2,50,60,"Magnetic","Fluorscent (2), 60\" T12 lamps, magnetic ballast",115,"Linear Fluorescent",15,"N"]
["F51SS-H","T12",1,75,60,"Magnetic","Fluorscent (1), 60\" T12 HO lamps, magnetic ballast",86,"Linear Fluorescent",15,"N"]
["F52SS-H","T12",2,75,60,"Magnetic","Fluorscent (2), 60\" T12 HO lamps, magnetic ballast",173,"Linear Fluorescent",15,"N"]
["F61SS","T12",1,55,72,"Magnetic","Fluorscent (1), 72\" T12 lamps, magnetic ballast",63,"Linear Fluorescent",15,"N"]
["F62SS","T12",2,55,72,"Magnetic","Fluorscent (2), 72\" T12 lamps, magnetic ballast",127,"Linear Fluorescent",15,"N"]
["F61SS-H","T12",1,85,72,"Magnetic","Fluorscent (1), 72\" T12 HO lamps, magnetic ballast",98,"Linear Fluorescent",15,"N"]
["F62SS-H","T12",2,85,72,"Magnetic","Fluorscent (2), 72\" T12 HO lamps, magnetic ballast",196,"Linear Fluorescent",15,"N"]
["F71SS-H","T12",1,100,84,"Magnetic","Fluorscent (1), 84\" T12 HO lamps, magnetic ballast",100,"Linear Fluorescent",15,"N"]
["F72SS-H","T12",2,100,84,"Magnetic","Fluorscent (2), 84\" T12 HO lamps, magnetic ballast",200,"Linear Fluorescent",15,"N"]
["F31SL","T12",1,30,36,"Electronic","Fluorescent, (1) 36\" T12 lamps, electronic ballast",29,"Linear Fluorescent",15,"N"]
["F32SL","T12",2,30,36,"Electronic","Fluorescent, (2) 36\" T12 lamps, electronic ballast",57,"Linear Fluorescent",15,"N"]
["F51SL","T12",1,50,60,"Electronic","Fluorescent, (1) 60\" T12 lamps, electronic ballast",48,"Linear Fluorescent",15,"N"]
["F52SL","T12",2,50,60,"Electronic","Fluorescent, (2) 60\" T12 lamps, electronic ballast",95,"Linear Fluorescent",15,"N"]
["F51SL-H","T12",1,75,60,"Electronic","Fluorescent, (1) 60\" T12 HO lamps, electronic ballast",71,"Linear Fluorescent",15,"N"]
["F52SL-H","T12",2,75,60,"Electronic","Fluorescent, (2) 60\" T12 HO lamps, electronic ballast",143,"Linear Fluorescent",15,"N"]
["F61SL","T12",1,55,72,"Electronic","Fluorescent, (1) 72\" T12 lamps, electronic ballast",52,"Linear Fluorescent",15,"N"]
["F62SL","T12",2,55,72,"Electronic","Fluorescent, (2) 72\" T12 lamps, electronic ballast",105,"Linear Fluorescent",15,"N"]
["F61SL-H","T12",1,85,72,"Electronic","Fluorescent, (1) 72\" T12 HO lamps, electronic ballast",81,"Linear Fluorescent",15,"N"]
["F62SL-H","T12",2,85,72,"Electronic","Fluorescent, (2) 72\" T12 HO lamps, electronic ballast",162,"Linear Fluorescent",15,"N"]
["FU1ILU-R","T8 U-Tube",1,32,null,"Electronic","Fluorescent, (1) U-Tube T8 lamp, RLO (BF < 0.85)",26,"Linear Fluorescent",15,"Y"]
["FU1ILU","T8 U-Tube",1,32,null,"Electronic","Fluorescent, (1) U-Tube T8 lamp, NLO (0.85 < BF < 0.95)",29,"Linear Fluorescent",15,"Y"]
["FU1ILU-H","T8 U-Tube",1,32,null,"Electronic","Fluorescent, (1) U-Tube T8 lamp, HLO (.95 < BF < 1.1)",34,"Linear Fluorescent",15,"Y"]
["FU1ILU-V","T8 U-Tube",1,32,null,"Electronic","Fluorescent, (1) U-Tube T8 lamp, VHLO (BF > 1.1)",37,"Linear Fluorescent",15,"Y"]
["FU2ILU-R","T8 U-Tube",2,32,null,"Electronic","Fluorescent, (2) U-Tube T8 lamps, RLO (BF < 0.85)",51,"Linear Fluorescent",15,"Y"]
["FU2ILU","T8 U-Tube",2,32,null,"Electronic","Fluorescent, (2) U-Tube T8 lamps, NLO (0.85 < BF < 0.95)",58,"Linear Fluorescent",15,"Y"]
["FU2ILU-H","T8 U-Tube",2,32,null,"Electronic","Fluorescent, (2) U-Tube T8 lamps, HLO (.95 < BF < 1.1)",67,"Linear Fluorescent",15,"Y"]
["FU2ILU-V","T8 U-Tube",2,32,null,"Electronic","Fluorescent, (2) U-Tube T8 lamps, VHLO (BF > 1.1)",74,"Linear Fluorescent",15,"Y"]
["FU3ILU-R","T8 U-Tube",3,32,null,"Electronic","Fluorescent, (3) U-Tube T8 lamps, RLO (BF < 0.85)",77,"Linear Fluorescent",15,"Y"]
["FU3ILU","T8 U-Tube",3,32,null,"Electronic","Fluorescent, (3) U-Tube T8 lamps, NLO (0.85 < BF < 0.95)",86,"Linear Fluorescent",15,"Y"]
["FU3ILU-H","T8 U-Tube",3,32,null,"Electronic","Fluorescent, (3) U-Tube T8 lamps, HLO (.95 < BF < 1.1)",101,"Linear Fluorescent",15,"Y"]
["FU3ILU-V","T8 U-Tube",3,32,null,"Electronic","Fluorescent, (3) U-Tube T8 lamps, VHLO (BF > 1.1)",110,"Linear Fluorescent",15,"Y"]
["FU1T12","T12 U-Tube",1,32,null,"Mag/Ele","Fluorescent, (1) U-Tube T12 lamp (T8 Baseline)",32,"Linear Fluorescent",15,"N"]
["FU2T12","T12 U-Tube",2,32,null,"Mag/Ele","Fluorescent, (2) U-Tube T12 lamps (T8 Baseline)",60,"Linear Fluorescent",15,"N"]
["FU3T12","T12 U-Tube",3,32,null,"Mag/Ele","Fluorescent, (3) U-Tube T12 lamps (T8 Baseline)",89,"Linear Fluorescent",15,"N"]
["FC6/1","Flourescent Circline",1,20,null,"Mag-STD","Fluorescent, (1) 6\" circular lamp, RS ballast",25,"Linear Fluorescent",15,"N"]
["FC8/1","Flourescent Circline",1,22,null,"Mag-STD","Fluorescent, (1) 8\" circular lamp, RS ballast",26,"Linear Fluorescent",15,"N"]
["FC8/2","Flourescent Circline",2,22,null,"Mag-STD","Fluorescent, (2) 8\" circular lamps, RS ballast",52,"Linear Fluorescent",15,"N"]
["FC20","Flourescent Circline",1,20,null,"Mag-STD","Fluorescent, Circline, (1) 20W lamp, preheat ballast",20,"Linear Fluorescent",15,"N"]
["FC22","Flourescent Circline",1,22,null,"Mag-STD","Fluorescent, Circline, (1) 22W lamp, preheat ballast",20,"Linear Fluorescent",15,"N"]
["FC12/1","Flourescent Circline",1,32,null,"Mag-STD","Fluorescent, (1) 12\" circular lamp, RS ballast",31,"Linear Fluorescent",15,"N"]
["FC12/2","Flourescent Circline",2,32,null,"Mag-STD","Fluorescent, (2) 12\" circular lamps, RS ballast",62,"Linear Fluorescent",15,"N"]
["FC32","Flourescent Circline",1,32,null,"Mag-STD","Fluorescent, Circline, (1) 32W lamp, preheat ballast",40,"Linear Fluorescent",15,"N"]
["FC16/1","Flourescent Circline",1,40,null,"Mag-STD","Fluorescent, (1) 16\" circular lamp",35,"Linear Fluorescent",15,"N"]
["FC40","Flourescent Circline",1,32,null,"Mag-STD","Fluorescent, Circline, (1) 32W lamp, preheat ballast",42,"Linear Fluorescent",15,"N"]
["FEI40/1","Fluorescent Electrodeless Induction",1,40,null,"Electronic","Electrodeless Fluorescent System, (1) 40W lamp",44,"Linear Fluorescent",15,"Y"]
["FEI55/1","Fluorescent Electrodeless Induction",1,55,null,"Electronic","Electrodeless Fluorescent System, (1) 55W lamp",59,"Linear Fluorescent",15,"Y"]
["FEI60/1","Fluorescent Electrodeless Induction",1,60,null,"Electronic","Electrodeless Fluorescent System, (1) 60W lamp",64,"Linear Fluorescent",15,"Y"]
["FEI70/1","Fluorescent Electrodeless Induction",1,70,null,"Electronic","Electrodeless Fluorescent System, (1) 70W lamp",74,"Linear Fluorescent",15,"Y"]
["FEI80/1","Fluorescent Electrodeless Induction",1,80,null,"Electronic","Electrodeless Fluorescent System, (1) 80W lamp",84,"Linear Fluorescent",15,"Y"]
["FEI85/1","Fluorescent Electrodeless Induction",1,85,null,"Electronic","Electrodeless Fluorescent System, (1) 85W lamp",89,"Linear Fluorescent",15,"Y"]
["FEI100/1","Fluorescent Electrodeless Induction",1,100,null,"Electronic","Electrodeless Fluorescent System, (1) 100W lamp",105,"Linear Fluorescent",15,"Y"]
["FEI125/1","Fluorescent Electrodeless Induction",1,125,null,"Electronic","Electrodeless Fluorescent System, (1) 125W lamp",131,"Linear Fluorescent",15,"Y"]
["FEI150/1","Fluorescent Electrodeless Induction",1,150,null,"Electronic","Electrodeless Fluorescent System, (1) 150W lamp",157.33333333333334,"Linear Fluorescent",15,"Y"]
["FEI165/1","Fluorescent Electrodeless Induction",1,165,null,"Electronic","Electrodeless Fluorescent System, (1) 165W lamp",173,"Linear Fluorescent",15,"Y"]
["FEI200/1","Fluorescent Electrodeless Induction",1,200,null,"Electronic","Electrodeless Fluorescent System, (1) 200W lamp",210,"Linear Fluorescent",15,"Y"]
["FEI250/1","Fluorescent Electrodeless Induction",1,250,null,"Electronic","Electrodeless Fluorescent System, (1) 250W lamp",263,"Linear Fluorescent",15,"Y"]
["FEI300/1","Fluorescent Electrodeless Induction",1,300,null,"Electronic","Electrodeless Fluorescent System, (1) 300W lamp",315,"Linear Fluorescent",15,"Y"]
["FEI400/1","Fluorescent Electrodeless Induction",1,400,null,"Electronic","Electrodeless Fluorescent System, (1) 400W lamp",420,"Linear Fluorescent",15,"Y"]
["H20/1","Halogen",1,20,null,null,"Halogen, (1) 20W lamp (EISA Tier 2 Compliant)",20,"Halogen",1.5,"Y"]
["H21/1","Halogen",1,21,null,null,"Halogen, (1) 21W lamp (EISA Tier 2 Compliant)",21,"Halogen",1.5,"Y"]
["H22/1","Halogen",1,22,null,null,"Halogen, (1) 22W lamp (EISA Tier 2 Compliant)",22,"Halogen",1.5,"Y"]
["H23/1","Halogen",1,23,null,null,"Halogen, (1) 23W lamp (EISA Tier 2 Compliant)",23,"Halogen",1.5,"Y"]
["H24/1","Halogen",1,24,null,null,"Halogen, (1) 24W lamp (EISA Tier 2 Compliant)",24,"Halogen",1.5,"Y"]
["H25/1","Halogen",1,25,null,null,"Halogen, (1) 25W lamp (EISA Tier 2 Compliant)",25,"Halogen",1.5,"Y"]
["H26/1","Halogen",1,26,null,null,"Halogen, (1) 26W lamp (EISA Tier 2 Compliant)",25,"Halogen",1.5,"Y"]
["H27/1","Halogen",1,27,null,null,"Halogen, (1) 27W lamp (EISA Tier 2 Compliant)",25,"Halogen",1.5,"Y"]
["H28/1","Halogen",1,28,null,null,"Halogen, (1) 28W lamp (EISA Tier 2 Compliant)",25,"Halogen",1.5,"Y"]
["H29/1","Halogen",1,29,null,null,"Halogen, (1) 29W lamp (EISA Tier 2 Compliant)",25,"Halogen",1.5,"Y"]
["H30/1","Halogen",1,30,null,null,"Halogen, (1) 30W lamp (EISA Tier 2 Compliant)",25,"Halogen",1.5,"Y"]
["H31/1","Halogen",1,31,null,null,"Halogen, (1) 31W lamp (EISA Tier 2 Compliant)",25,"Halogen",1.5,"Y"]
["H32/1","Halogen",1,32,null,null,"Halogen, (1) 32W lamp (EISA Tier 2 Compliant)",25,"Halogen",1.5,"Y"]
["H33/1","Halogen",1,33,null,null,"Halogen, (1) 33W lamp (EISA Tier 2 Compliant)",12,"Halogen",1.5,"Y"]
["H34/1","Halogen",1,34,null,null,"Halogen, (1) 34W lamp (EISA Tier 2 Compliant)",12,"Halogen",1.5,"Y"]
["H35/1","Halogen",1,35,null,null,"Halogen, (1) 35W lamp (EISA Tier 2 Compliant)",12,"Halogen",1.5,"Y"]
["H36/1","Halogen",1,36,null,null,"Halogen, (1) 36W lamp (EISA Tier 2 Compliant)",12,"Halogen",1.5,"Y"]
["H37/1","Halogen",1,37,null,null,"Halogen, (1) 37W lamp (EISA Tier 2 Compliant)",12,"Halogen",1.5,"Y"]
["H38/1","Halogen",1,38,null,null,"Halogen, (1) 38W lamp (EISA Tier 2 Compliant)",12,"Halogen",1.5,"Y"]
["H39/1","Halogen",1,39,null,null,"Halogen, (1) 39W lamp (EISA Tier 2 Compliant)",12,"Halogen",1.5,"Y"]
["H40/1","Halogen",1,40,null,null,"Halogen, (1) 40W lamp (EISA Tier 2 Compliant)",12,"Halogen",1.5,"Y"]
["H41/1","Halogen",1,41,null,null,"Halogen, (1) 41W lamp (EISA Tier 2 Compliant)",12,"Halogen",1.5,"Y"]
["H42/1","Halogen",1,42,null,null,"Halogen, (1) 42W lamp (EISA Tier 2 Compliant)",12,"Halogen",1.5,"Y"]
["H43/1","Halogen",1,43,null,null,"Halogen, (1) 43W lamp (EISA Tier 2 Compliant)",12,"Halogen",1.5,"Y"]
["H44/1","Halogen",1,44,null,null,"Halogen, (1) 44W lamp (EISA Tier 2 Compliant)",12,"Halogen",1.5,"Y"]
["H45/1","Halogen",1,45,null,null,"Halogen, (1) 45W lamp (EISA Tier 2 Compliant)",12,"Halogen",1.5,"Y"]
["H46/1","Halogen",1,46,null,null,"Halogen, (1) 46W lamp (EISA Tier 2 Compliant)",12,"Halogen",1.5,"Y"]
["H47/1","Halogen",1,47,null,null,"Halogen, (1) 47W lamp (EISA Tier 2 Compliant)",12,"Halogen",1.5,"Y"]
["H48/1","Halogen",1,48,null,null,"Halogen, (1) 48W lamp (EISA Tier 2 Compliant)",12,"Halogen",1.5,"Y"]
["H49/1","Halogen",1,49,null,null,"Halogen, (1) 49W lamp (EISA Tier 2 Compliant)",12,"Halogen",1.5,"Y"]
["H50/1","Halogen",1,50,null,null,"Halogen, (1) 50W lamp (EISA Tier 2 Compliant)",20,"Halogen",1.5,"Y"]
["H51/1","Halogen",1,51,null,null,"Halogen, (1) 51W lamp (EISA Tier 2 Compliant)",20,"Halogen",1.5,"Y"]
["H52/1","Halogen",1,52,null,null,"Halogen, (1) 52W lamp (EISA Tier 2 Compliant)",20,"Halogen",1.5,"Y"]
["H53/1","Halogen",1,53,null,null,"Halogen, (1) 53W lamp (EISA Tier 2 Compliant)",20,"Halogen",1.5,"Y"]
["H54/1","Halogen",1,54,null,null,"Halogen, (1) 54W lamp (EISA Tier 2 Compliant)",20,"Halogen",1.5,"Y"]
["H55/1","Halogen",1,55,null,null,"Halogen, (1) 55W lamp (EISA Tier 2 Compliant)",20,"Halogen",1.5,"Y"]
["H56/1","Halogen",1,56,null,null,"Halogen, (1) 56W lamp (EISA Tier 2 Compliant)",20,"Halogen",1.5,"Y"]
["H57/1","Halogen",1,57,null,null,"Halogen, (1) 57W lamp (EISA Tier 2 Compliant)",20,"Halogen",1.5,"Y"]
["H58/1","Halogen",1,58,null,null,"Halogen, (1) 58W lamp (EISA Tier 2 Compliant)",20,"Halogen",1.5,"Y"]
["H59/1","Halogen",1,59,null,null,"Halogen, (1) 59W lamp (EISA Tier 2 Compliant)",20,"Halogen",1.5,"Y"]
["H60/1","Halogen",1,60,null,null,"Halogen, (1) 60W lamp (EISA Tier 2 Compliant)",20,"Halogen",1.5,"Y"]
["H61/1","Halogen",1,61,null,null,"Halogen, (1) 61W lamp (EISA Tier 2 Compliant)",20,"Halogen",1.5,"Y"]
["H62/1","Halogen",1,62,null,null,"Halogen, (1) 62W lamp (EISA Tier 2 Compliant)",20,"Halogen",1.5,"Y"]
["H63/1","Halogen",1,63,null,null,"Halogen, (1) 63W lamp (EISA Tier 2 Compliant)",20,"Halogen",1.5,"Y"]
["H64/1","Halogen",1,64,null,null,"Halogen, (1) 64W lamp (EISA Tier 2 Compliant)",20,"Halogen",1.5,"Y"]
["H65/1","Halogen",1,65,null,null,"Halogen, (1) 65W lamp (EISA Tier 2 Compliant)",20,"Halogen",1.5,"Y"]
["H66/1","Halogen",1,66,null,null,"Halogen, (1) 66W lamp (EISA Tier 2 Compliant)",20,"Halogen",1.5,"Y"]
["H67/1","Halogen",1,67,null,null,"Halogen, (1) 67W lamp (EISA Tier 2 Compliant)",20,"Halogen",1.5,"Y"]
["H68/1","Halogen",1,68,null,null,"Halogen, (1) 68W lamp (EISA Tier 2 Compliant)",28,"Halogen",1.5,"Y"]
["H69/1","Halogen",1,69,null,null,"Halogen, (1) 69W lamp (EISA Tier 2 Compliant)",28,"Halogen",1.5,"Y"]
["H70/1","Halogen",1,70,null,null,"Halogen, (1) 70W lamp (EISA Tier 2 Compliant)",28,"Halogen",1.5,"Y"]
["H71/1","Halogen",1,71,null,null,"Halogen, (1) 71W lamp (EISA Tier 2 Compliant)",28,"Halogen",1.5,"Y"]
["H72/1","Halogen",1,72,null,null,"Halogen, (1) 72W lamp (EISA Tier 2 Compliant)",28,"Halogen",1.5,"Y"]
["H73/1","Halogen",1,73,null,null,"Halogen, (1) 73W lamp (EISA Tier 2 Compliant)",28,"Halogen",1.5,"Y"]
["H74/1","Halogen",1,74,null,null,"Halogen, (1) 74W lamp (EISA Tier 2 Compliant)",28,"Halogen",1.5,"Y"]
["H75/1","Halogen",1,75,null,null,"Halogen, (1) 75W lamp (EISA Tier 2 Compliant)",28,"Halogen",1.5,"Y"]
["H80/1","Halogen",1,80,null,null,"Halogen, (1) 80W lamp (EISA Tier 2 Compliant)",28,"Halogen",1.5,"Y"]
["H90/1","Halogen",1,100,null,null,"Halogen, (1) 90W lamp",45,"Halogen",1.5,"Y"]
["H95/1","Halogen",1,100,null,null,"Halogen, (1) 95W lamp",45,"Halogen",1.5,"Y"]
["H100/1","Halogen",1,100,null,null,"Halogen, (1) 100W lamp (wattage reduced for EISA compliance) [1,490-2,600 lumens]",45,"Halogen",1.5,"Y"]
["H105/1","Halogen",1,100,null,null,"Halogen, (1) 105W lamp",45,"Halogen",1.5,"Y"]
["H110/1","Halogen",1,100,null,null,"Halogen, (1) 110W lamp",45,"Halogen",1.5,"Y"]
["H115/1","Halogen",1,100,null,null,"Halogen, (1) 115W lamp",45,"Halogen",1.5,"Y"]
["H120/1","Halogen",1,100,null,null,"Halogen, (1) 120W lamp",45,"Halogen",1.5,"Y"]
["H125/1","Halogen",1,150,null,null,"Halogen, (1) 125W lamp",66,"Halogen",1.5,"Y"]
["H130/1","Halogen",1,150,null,null,"Halogen, (1) 130W lamp",66,"Halogen",1.5,"Y"]
["H135/1","Halogen",1,150,null,null,"Halogen, (1) 135W lamp",66,"Halogen",1.5,"Y"]
["H140/1","Halogen",1,150,null,null,"Halogen, (1) 140W lamp",66,"Halogen",1.5,"Y"]
["H145/1","Halogen",1,150,null,null,"Halogen, (1) 145W lamp",66,"Halogen",1.5,"Y"]
["H150/1","Halogen",1,150,null,null,"Halogen, (1) 150W lamp (wattage reduced for EISA compliance) [2,601-3,300 lumens]",66,"Halogen",1.5,"Y"]
["H200/1","Halogen",1,200,null,null,"Halogen, (1) 200W lamp",200,"Halogen",1.5,"Y"]
["H250/1","Halogen",1,250,null,null,"Halogen, (1) 250W lamp",250,"Halogen",1.5,"Y"]
["H300/1","Halogen",1,300,null,null,"Halogen, (1) 300W lamp",300,"Halogen",1.5,"Y"]
["H400/1","Halogen",1,400,null,null,"Halogen, (1) 400W lamp",400,"Halogen",1.5,"Y"]
["H500/1","Halogen",1,500,null,null,"Halogen, (1) 500W lamp",500,"Halogen",1.5,"Y"]
["H750/1","Halogen",1,750,null,null,"Halogen, (1) 750W lamp",750,"Halogen",1.5,"Y"]
["H1000/1","Halogen",1,1000,null,null,"Halogen, (1) 1000W lamp",1000,"Halogen",1.5,"Y"]
["H1500/1","Halogen",1,1500,null,null,"Halogen, (1) 1500W lamp",1500,"Halogen",1.5,"Y"]
["H2000/1","Halogen",1,2000,null,null,"Halogen, (1) 2000W lamp",2000,"Halogen",1.5,"Y"]
["HPS35/1","High Pressure Sodium",1,35,null,null,"High Pressure Sodium, (1) 35W lamp",46,"High Intensity Discharge (HID)",15,"Y"]
["HPS50/1","High Pressure Sodium",1,50,null,null,"High Pressure Sodium, (1) 50W lamp",66,"High Intensity Discharge (HID)",15,"Y"]
["HPS70/1","High Pressure Sodium",1,70,null,null,"High Pressure Sodium, (1) 70W lamp",95,"High Intensity Discharge (HID)",15,"Y"]
["HPS100/1","High Pressure Sodium",1,100,null,null,"High Pressure Sodium, (1) 100W lamp",138,"High Intensity Discharge (HID)",15,"Y"]
["HPS150/1","High Pressure Sodium",1,150,null,null,"High Pressure Sodium, (1) 150W lamp",188,"High Intensity Discharge (HID)",15,"Y"]
["HPS175/1","High Pressure Sodium",1,175,null,null,"High Pressure Sodium, (1) 175W lamp",219,"High Intensity Discharge (HID)",15,"Y"]
["HPS200/1","High Pressure Sodium",1,200,null,null,"High Pressure Sodium, (1) 200W lamp",250,"High Intensity Discharge (HID)",15,"Y"]
["HPS250/1","High Pressure Sodium",1,250,null,null,"High Pressure Sodium, (1) 250W lamp",295,"High Intensity Discharge (HID)",15,"Y"]
["HPS310/1","High Pressure Sodium",1,310,null,null,"High Pressure Sodium, (1) 310W lamp",365,"High Intensity Discharge (HID)",15,"Y"]
["HPS360/1","High Pressure Sodium",1,360,null,null,"High Pressure Sodium, (1) 360W lamp",414,"High Intensity Discharge (HID)",15,"Y"]
["HPS400/1","High Pressure Sodium",1,400,null,null,"High Pressure Sodium, (1) 400W lamp",465,"High Intensity Discharge (HID)",15,"Y"]
["HPS600/1","High Pressure Sodium",1,600,null,null,"High Pressure Sodium, (1) 600W lamp",665,"High Intensity Discharge (HID)",15,"Y"]
["HPS750/1","High Pressure Sodium",1,750,null,null,"High Pressure Sodium, (1) 750W lamp",840,"High Intensity Discharge (HID)",15,"Y"]
["HPS1000/1","High Pressure Sodium",1,1000,null,null,"High Pressure Sodium, (1) 1000W lamp",1100,"High Intensity Discharge (HID)",15,"Y"]
["I10/1","Incandescent",1,10,null,null,"Incandescent, (1) 10W lamp",10,"Halogen",1.5,"Y"]
["I11/1","Incandescent",1,11,null,null,"Incandescent, (1) 11W lamp",11,"Halogen",1.5,"Y"]
["I12/1","Incandescent",1,12,null,null,"Incandescent, (1) 12W lamp",12,"Halogen",1.5,"Y"]
["I13/1","Incandescent",1,13,null,null,"Incandescent, (1) 13W lamp",13,"Halogen",1.5,"Y"]
["I14/1","Incandescent",1,14,null,null,"Incandescent, (1) 14W lamp",14,"Halogen",1.5,"Y"]
["I15/1","Incandescent",1,15,null,null,"Incandescent, (1) 15W lamp",15,"Halogen",1.5,"Y"]
["I16/1","Incandescent",1,16,null,null,"Incandescent, (1) 16W lamp",16,"Halogen",1.5,"Y"]
["I17/1","Incandescent",1,17,null,null,"Incandescent, (1) 17W lamp",17,"Halogen",1.5,"Y"]
["I18/1","Incandescent",1,18,null,null,"Incandescent, (1) 18W lamp",18,"Halogen",1.5,"Y"]
["I19/1","Incandescent",1,19,null,null,"Incandescent, (1) 19W lamp",19,"Halogen",1.5,"Y"]
["I20/1","Incandescent",1,20,null,null,"Incandescent, (1) 20W lamp",20,"Halogen",1.5,"Y"]
["I21/1","Incandescent",1,21,null,null,"Incandescent, (1) 21W lamp",21,"Halogen",1.5,"Y"]
["I22/1","Incandescent",1,22,null,null,"Incandescent, (1) 22W lamp",22,"Halogen",1.5,"Y"]
["I23/1","Incandescent",1,23,null,null,"Incandescent, (1) 23W lamp",23,"Halogen",1.5,"Y"]
["I24/1","Incandescent",1,24,null,null,"Incandescent, (1) 24W lamp",24,"Halogen",1.5,"Y"]
["I25/1","Incandescent",1,25,null,null,"Incandescent, (1) 25W lamp [250-309 lumens]",25,"Halogen",1.5,"Y"]
["I26/1","Incandescent",1,25,null,null,"Incandescent, (1) 26W lamp",25,"Halogen",1.5,"Y"]
["I27/1","Incandescent",1,25,null,null,"Incandescent, (1) 27W lamp",25,"Halogen",1.5,"Y"]
["I28/1","Incandescent",1,25,null,null,"Incandescent, (1) 28W lamp",25,"Halogen",1.5,"Y"]
["I29/1","Incandescent",1,25,null,null,"Incandescent, (1) 29W lamp",25,"Halogen",1.5,"Y"]
["I30/1","Incandescent",1,25,null,null,"Incandescent, (1) 30W lamp",25,"Halogen",1.5,"Y"]
["I31/1","Incandescent",1,25,null,null,"Incandescent, (1) 31W lamp",25,"Halogen",1.5,"Y"]
["I32/1","Incandescent",1,25,null,null,"Incandescent, (1) 32W lamp",25,"Halogen",1.5,"Y"]
["I33/1","Incandescent",1,40,null,null,"Incandescent, (1) 33W lamp",12,"Halogen",1.5,"Y"]
["I34/1","Incandescent",1,40,null,null,"Incandescent, (1) 34W lamp",12,"Halogen",1.5,"Y"]
["I35/1","Incandescent",1,40,null,null,"Incandescent, (1) 35W lamp",12,"Halogen",1.5,"Y"]
["I36/1","Incandescent",1,40,null,null,"Incandescent, (1) 36W lamp",12,"Halogen",1.5,"Y"]
["I37/1","Incandescent",1,40,null,null,"Incandescent, (1) 37W lamp",12,"Halogen",1.5,"Y"]
["I38/1","Incandescent",1,40,null,null,"Incandescent, (1) 38W lamp",12,"Halogen",1.5,"Y"]
["I39/1","Incandescent",1,40,null,null,"Incandescent, (1) 39W lamp",12,"Halogen",1.5,"Y"]
["I40/1","Incandescent",1,40,null,null,"Incandescent, (1) 40W lamp (wattage reduced for EISA compliance) [310-749 lumens]",12,"Halogen",1.5,"Y"]
["I41/1","Incandescent",1,40,null,null,"Incandescent, (1) 41W lamp",12,"Halogen",1.5,"Y"]
["I42/1","Incandescent",1,40,null,null,"Incandescent, (1) 42W lamp",12,"Halogen",1.5,"Y"]
["I43/1","Incandescent",1,40,null,null,"Incandescent, (1) 43W lamp",12,"Halogen",1.5,"Y"]
["I44/1","Incandescent",1,40,null,null,"Incandescent, (1) 44W lamp",12,"Halogen",1.5,"Y"]
["I45/1","Incandescent",1,40,null,null,"Incandescent, (1) 45W lamp",12,"Halogen",1.5,"Y"]
["I46/1","Incandescent",1,40,null,null,"Incandescent, (1) 46W lamp",12,"Halogen",1.5,"Y"]
["I47/1","Incandescent",1,40,null,null,"Incandescent, (1) 47W lamp",12,"Halogen",1.5,"Y"]
["I48/1","Incandescent",1,40,null,null,"Incandescent, (1) 48W lamp",12,"Halogen",1.5,"Y"]
["I49/1","Incandescent",1,40,null,null,"Incandescent, (1) 49W lamp",12,"Halogen",1.5,"Y"]
["I50/1","Incandescent",1,60,null,null,"Incandescent, (1) 50W lamp",20,"Halogen",1.5,"Y"]
["I51/1","Incandescent",1,60,null,null,"Incandescent, (1) 51W lamp",20,"Halogen",1.5,"Y"]
["I52/1","Incandescent",1,60,null,null,"Incandescent, (1) 52W lamp",20,"Halogen",1.5,"Y"]
["I53/1","Incandescent",1,60,null,null,"Incandescent, (1) 53W lamp",20,"Halogen",1.5,"Y"]
["I54/1","Incandescent",1,60,null,null,"Incandescent, (1) 54W lamp",20,"Halogen",1.5,"Y"]
["I55/1","Incandescent",1,60,null,null,"Incandescent, (1) 55W lamp",20,"Halogen",1.5,"Y"]
["I56/1","Incandescent",1,60,null,null,"Incandescent, (1) 56W lamp",20,"Halogen",1.5,"Y"]
["I57/1","Incandescent",1,60,null,null,"Incandescent, (1) 57W lamp",20,"Halogen",1.5,"Y"]
["I58/1","Incandescent",1,60,null,null,"Incandescent, (1) 58W lamp",20,"Halogen",1.5,"Y"]
["I59/1","Incandescent",1,60,null,null,"Incandescent, (1) 59W lamp",20,"Halogen",1.5,"Y"]
["I60/1","Incandescent",1,60,null,null,"Incandescent, (1) 60W lamp (wattage reduced for EISA compliance) [750-1,049 lumens]",20,"Halogen",1.5,"Y"]
["I61/1","Incandescent",1,60,null,null,"Incandescent, (1) 61W lamp",20,"Halogen",1.5,"Y"]
["I62/1","Incandescent",1,60,null,null,"Incandescent, (1) 62W lamp",20,"Halogen",1.5,"Y"]
["I63/1","Incandescent",1,60,null,null,"Incandescent, (1) 63W lamp",20,"Halogen",1.5,"Y"]
["I64/1","Incandescent",1,60,null,null,"Incandescent, (1) 64W lamp",20,"Halogen",1.5,"Y"]
["I65/1","Incandescent",1,60,null,null,"Incandescent, (1) 65W lamp",20,"Halogen",1.5,"Y"]
["I66/1","Incandescent",1,60,null,null,"Incandescent, (1) 66W lamp",20,"Halogen",1.5,"Y"]
["I67/1","Incandescent",1,60,null,null,"Incandescent, (1) 67W lamp",20,"Halogen",1.5,"Y"]
["I68/1","Incandescent",1,75,null,null,"Incandescent, (1) 68W lamp",28,"Halogen",1.5,"Y"]
["I69/1","Incandescent",1,75,null,null,"Incandescent, (1) 69W lamp",28,"Halogen",1.5,"Y"]
["I70/1","Incandescent",1,75,null,null,"Incandescent, (1) 70W lamp",28,"Halogen",1.5,"Y"]
["I71/1","Incandescent",1,75,null,null,"Incandescent, (1) 71W lamp",28,"Halogen",1.5,"Y"]
["I72/1","Incandescent",1,75,null,null,"Incandescent, (1) 72W lamp",28,"Halogen",1.5,"Y"]
["I73/1","Incandescent",1,75,null,null,"Incandescent, (1) 73W lamp",28,"Halogen",1.5,"Y"]
["I74/1","Incandescent",1,75,null,null,"Incandescent, (1) 74W lamp",28,"Halogen",1.5,"Y"]
["I75/1","Incandescent",1,75,null,null,"Incandescent, (1) 75W lamp (wattage reduced for EISA compliance) [1,050-1,489 lumens]",28,"Halogen",1.5,"Y"]
["I80/1","Incandescent",1,75,null,null,"Incandescent, (1) 80W lamp",28,"Halogen",1.5,"Y"]
["I85/1","Incandescent",1,75,null,null,"Incandescent, (1) 85W lamp",28,"Halogen",1.5,"Y"]
["I90/1","Incandescent",1,100,null,null,"Incandescent, (1) 90W lamp",45,"Halogen",1.5,"Y"]
["I95/1","Incandescent",1,100,null,null,"Incandescent, (1) 95W lamp",45,"Halogen",1.5,"Y"]
["I100/1","Incandescent",1,100,null,null,"Incandescent, (1) 100W lamp (wattage reduced for EISA compliance) [1,490-2,600 lumens]",45,"Halogen",1.5,"Y"]
["I105/1","Incandescent",1,100,null,null,"Incandescent, (1) 105W lamp",45,"Halogen",1.5,"Y"]
["I110/1","Incandescent",1,100,null,null,"Incandescent, (1) 110W lamp",45,"Halogen",1.5,"Y"]
["I115/1","Incandescent",1,100,null,null,"Incandescent, (1) 115W lamp",45,"Halogen",1.5,"Y"]
["I120/1","Incandescent",1,100,null,null,"Incandescent, (1) 120W lamp",45,"Halogen",1.5,"Y"]
["I125/1","Incandescent",1,150,null,null,"Incandescent, (1) 125W lamp",66,"Halogen",1.5,"Y"]
["I130/1","Incandescent",1,150,null,null,"Incandescent, (1) 130W lamp",66,"Halogen",1.5,"Y"]
["I135/1","Incandescent",1,150,null,null,"Incandescent, (1) 135W lamp",66,"Halogen",1.5,"Y"]
["I140/1","Incandescent",1,150,null,null,"Incandescent, (1) 140W lamp",66,"Halogen",1.5,"Y"]
["I145/1","Incandescent",1,150,null,null,"Incandescent, (1) 145W lamp",66,"Halogen",1.5,"Y"]
["I150/1","Incandescent",1,150,null,null,"Incandescent, (1) 150W lamp (wattage reduced for EISA compliance) [2,601-3,300 lumens]",66,"Halogen",1.5,"Y"]
["I200/1","Incandescent",1,200,null,null,"Incandescent, (1) 200W lamp",200,"Halogen",1.5,"Y"]
["I250/1","Incandescent",1,250,null,null,"Incandescent, (1) 250W lamp",250,"Halogen",1.5,"Y"]
["I300/1","Incandescent",1,300,null,null,"Incandescent, (1) 300W lamp",300,"Halogen",1.5,"Y"]
["I400/1","Incandescent",1,400,null,null,"Incandescent, (1) 400W lamp",400,"Halogen",1.5,"Y"]
["I500/1","Incandescent",1,500,null,null,"Incandescent, (1) 500W lamp",500,"Halogen",1.5,"Y"]
["I750/1","Incandescent",1,750,null,null,"Incandescent, (1) 750W lamp",750,"Halogen",1.5,"Y"]
["I1000/1","Incandescent",1,1000,null,null,"Incandescent, (1) 1000W lamp",1000,"Halogen",1.5,"Y"]
["I1500/1","Incandescent",1,1500,null,null,"Incandescent, (1) 1500W lamp",1500,"Halogen",1.5,"Y"]
["I2000/1","Incandescent",1,2000,null,null,"Incandescent, (1) 2000W lamp",2000,"Halogen",1.5,"Y"]
["MH32/1","Metal Halide",1,32,null,"Magnetic","Metal Halide, (1) 32W lamp, magnetic ballast",42,"High Intensity Discharge (HID)",15,"Y"]
["MH39/1","Metal Halide",1,39,null,"Magnetic","Metal Halide, (1) 39W lamp, magnetic ballast",51,"High Intensity Discharge (HID)",15,"Y"]
["MH50/1","Metal Halide",1,50,null,"Magnetic","Metal Halide, (1) 50W lamp, magnetic ballast",64,"High Intensity Discharge (HID)",15,"Y"]
["MH70/1","Metal Halide",1,70,null,"Magnetic","Metal Halide, (1) 70W lamp, magnetic ballast",91,"High Intensity Discharge (HID)",15,"Y"]
["MH100/1","Metal Halide",1,100,null,"Magnetic","Metal Halide, (1) 100W lamp, magnetic ballast",124,"High Intensity Discharge (HID)",15,"Y"]
["MH125/1","Metal Halide",1,125,null,"Magnetic","Metal Halide, (1) 125W lamp, magnetic ballast",148,"High Intensity Discharge (HID)",15,"Y"]
["MH150/1","Metal Halide",1,150,null,"Magnetic","Metal Halide, (1) 150W lamp, magnetic ballast",183,"High Intensity Discharge (HID)",15,"Y"]
["MH175/1","Metal Halide",1,175,null,"Magnetic","Metal Halide, (1) 175W lamp, magnetic ballast",208,"High Intensity Discharge (HID)",15,"Y"]
["MH200/1","Metal Halide",1,200,null,"Magnetic","Metal Halide, (1) 200W lamp, magnetic ballast",228,"High Intensity Discharge (HID)",15,"Y"]
["MH250/1","Metal Halide",1,250,null,"Magnetic","Metal Halide, (1) 250W lamp, magnetic ballast",288,"High Intensity Discharge (HID)",15,"Y"]
["MH320/1","Metal Halide",1,320,null,"Magnetic","Metal Halide, (1) 320W lamp, magnetic ballast",362,"High Intensity Discharge (HID)",15,"Y"]
["MH350/1","Metal Halide",1,350,null,"Magnetic","Metal Halide, (1) 350W lamp, magnetic ballast",391,"High Intensity Discharge (HID)",15,"Y"]
["MH360/1","Metal Halide",1,360,null,"Magnetic","Metal Halide, (1) 360W lamp, magnetic ballast",418,"High Intensity Discharge (HID)",15,"Y"]
["MH400/1","Metal Halide",1,400,null,"Magnetic","Metal Halide, (1) 400W lamp, magnetic ballast",453,"High Intensity Discharge (HID)",15,"Y"]
["MH450/1","Metal Halide",1,450,null,"Magnetic","Metal Halide, (1) 450W lamp, magnetic ballast",499,"High Intensity Discharge (HID)",15,"Y"]
["MH575/1","Metal Halide",1,575,null,"Magnetic","Metal Halide, (1) 575W lamp, magnetic ballast",630,"High Intensity Discharge (HID)",15,"Y"]
["MH750/1","Metal Halide",1,750,null,"Magnetic","Metal Halide, (1) 750W lamp, magnetic ballast",812,"High Intensity Discharge (HID)",15,"Y"]
["MH775/1","Metal Halide",1,775,null,"Magnetic","Metal Halide, (1) 775W lamp, magnetic ballast",843,"High Intensity Discharge (HID)",15,"Y"]
["MH875/1","Metal Halide",1,875,null,"Magnetic","Metal Halide, (1) 875W lamp, magnetic ballast",939,"High Intensity Discharge (HID)",15,"Y"]
["MH1000/1","Metal Halide",1,1000,null,"Magnetic","Metal Halide, (1) 1000W lamp, magnetic ballast",1078,"High Intensity Discharge (HID)",15,"Y"]
["MH1500/1","Metal Halide",1,1500,null,"Magnetic","Metal Halide, (1) 1500W lamp, magnetic ballast",1605,"High Intensity Discharge (HID)",15,"Y"]
["MH1650/1","Metal Halide",1,1650,null,"Magnetic","Metal Halide, (1) 1650W lamp, magnetic ballast",1765,"High Intensity Discharge (HID)",15,"Y"]
["MH2000/1","Metal Halide",1,2000,null,"Magnetic","Metal Halide, (1) 2000W lamp, magnetic ballast",2140,"High Intensity Discharge (HID)",15,"Y"]
["MV40/1","Mercury Vapor",1,40,null,null,"Mercury Vapor, (1) 40W lamp",50,"High Intensity Discharge (HID)",15,"Y"]
["MV50/1","Mercury Vapor",1,50,null,null,"Mercury Vapor, (1) 50W lamp",74,"High Intensity Discharge (HID)",15,"Y"]
["MV75/1","Mercury Vapor",1,75,null,null,"Mercury Vapor, (1) 75W lamp",93,"High Intensity Discharge (HID)",15,"Y"]
["MV100/1","Mercury Vapor",1,100,null,null,"Mercury Vapor, (1) 100W lamp",125,"High Intensity Discharge (HID)",15,"Y"]
["MV175/1","Mercury Vapor",1,175,null,null,"Mercury Vapor, (1) 175W lamp",205,"High Intensity Discharge (HID)",15,"Y"]
["MV250/1","Mercury Vapor",1,250,null,null,"Mercury Vapor, (1) 250W lamp",290,"High Intensity Discharge (HID)",15,"Y"]
["MV400/1","Mercury Vapor",1,400,null,null,"Mercury Vapor, (1) 400W lamp",455,"High Intensity Discharge (HID)",15,"Y"]
["MV700/1","Mercury Vapor",1,700,null,null,"Mercury Vapor, (1) 700W lamp",780,"High Intensity Discharge (HID)",15,"Y"]
["MV1000/1","Mercury Vapor",1,1000,null,null,"Mercury Vapor, (1) 1000W lamp",1075,"High Intensity Discharge (HID)",15,"Y"]
["Removed","Removed",null,null,null,null,"Removed Fixture",0,"Removed",null,"Y"]
[]
[]
[]
[]
[]
[]
[]
[]
[]
[]
[]
[]
[]
[]
[]
[]
[]
[]
[]
[]
[]
[]
[]
[]
[]
[]
[]
[]
[]
[]
[]
[]
[]
[]
[]
[]
[]
[]
[]
[]
[]
[]
[]
[]
[]
[]
[]
[]
[]
[]
[]
[]
[]
[]
[]
[]
[]
[]
[]
[]
[]
[]
[]
[]
[]
[]
[]
[]
[]
[]
[]
[]
[]
[]
[]
[]
[]
[]
[]
[]
[]
[]
[]
[]
[]
[]
[]
[]
[]
[]
[]
[]
[]
[]
[]
[]
[]
[]
[]
[]
[]
[]
[]
[]
[]
[]
[]
[]
[]
[]
[]
[]
[]
[]
[]
[]
[]
[]
[]
[]
[]
[]
[]
[]
[]
[]
[]
[]
[]
[]
[]
[]
[]
[]
[]
[]
[]
[]
[]
[]
[]
[]
[]
[]
[]
[]
[]
[]
[]
[]
[]
[]
[]
[]
[]
[]
[]
[]
[]
[]
[]
[]
[]
[]
[]
[]
[]
[]
[]
[]
[]
[]
[]
[]
[]
[]
[]
[]
[]
[]
[]
[]
[]
[]
[]
[]
[]
[]
[]
[]
[]
[]
[]
[]
[]
[]
[]
[]
[]
[]
[]
[]
[]
[]
[]
[]
[]
[]
[]
[]
[]
[]
[]
[]
[]
[]
[]
[]
[]
[]
[]
[]
[]
[]
[]
[]
[]
[]
[]
[]
[]
[]
[]
[]
[]
[]
[]
[]
[]
[]
[]
[]
[]
[]
[]
[]
[]
[]
[]
[]
[]
[]
[]
[]
[]
[]
[]
[]
[]
[]
[]
[]
[]
[]
[]
[]
[]
[]
[]
[]
[]
[]
[{"$f":"IF('Fixture Schedule'!C9=\"\",\"\",'Fixture Schedule'!C9)","v":""}]
[{"$f":"IF('Fixture Schedule'!C10=\"\",\"\",'Fixture Schedule'!C10)","v":""}]
[{"$f":"IF('Fixture Schedule'!C11=\"\",\"\",'Fixture Schedule'!C11)","v":""}]
[{"$f":"IF('Fixture Schedule'!C12=\"\",\"\",'Fixture Schedule'!C12)","v":""}]
[{"$f":"IF('Fixture Schedule'!C13=\"\",\"\",'Fixture Schedule'!C13)","v":""}]
[{"$f":"IF('Fixture Schedule'!C14=\"\",\"\",'Fixture Schedule'!C14)","v":""}]
[{"$f":"IF('Fixture Schedule'!C15=\"\",\"\",'Fixture Schedule'!C15)","v":""}]
[{"$f":"IF('Fixture Schedule'!C16=\"\",\"\",'Fixture Schedule'!C16)","v":""}]
[{"$f":"IF('Fixture Schedule'!C17=\"\",\"\",'Fixture Schedule'!C17)","v":""}]
[{"$f":"IF('Fixture Schedule'!C18=\"\",\"\",'Fixture Schedule'!C18)","v":""}]
[{"$f":"IF('Fixture Schedule'!C19=\"\",\"\",'Fixture Schedule'!C19)","v":""}]
[{"$f":"IF('Fixture Schedule'!C20=\"\",\"\",'Fixture Schedule'!C20)","v":""}]
[{"$f":"IF('Fixture Schedule'!C21=\"\",\"\",'Fixture Schedule'!C21)","v":""}]
[{"$f":"IF('Fixture Schedule'!C22=\"\",\"\",'Fixture Schedule'!C22)","v":""}]
[{"$f":"IF('Fixture Schedule'!C23=\"\",\"\",'Fixture Schedule'!C23)","v":""}]
[{"$f":"IF('Fixture Schedule'!C24=\"\",\"\",'Fixture Schedule'!C24)","v":""}]
[{"$f":"IF('Fixture Schedule'!C25=\"\",\"\",'Fixture Schedule'!C25)","v":""}]
[{"$f":"IF('Fixture Schedule'!C26=\"\",\"\",'Fixture Schedule'!C26)","v":""}]
[{"$f":"IF('Fixture Schedule'!C27=\"\",\"\",'Fixture Schedule'!C27)","v":""}]
[{"$f":"IF('Fixture Schedule'!C28=\"\",\"\",'Fixture Schedule'!C28)","v":""}]
[{"$f":"IF('Fixture Schedule'!C29=\"\",\"\",'Fixture Schedule'!C29)","v":""}]
[{"$f":"IF('Fixture Schedule'!C30=\"\",\"\",'Fixture Schedule'!C30)","v":""}]
[{"$f":"IF('Fixture Schedule'!C31=\"\",\"\",'Fixture Schedule'!C31)","v":""}]
[{"$f":"IF('Fixture Schedule'!C32=\"\",\"\",'Fixture Schedule'!C32)","v":""}]
[{"$f":"IF('Fixture Schedule'!C33=\"\",\"\",'Fixture Schedule'!C33)","v":""}]
[{"$f":"IF('Fixture Schedule'!C34=\"\",\"\",'Fixture Schedule'!C34)","v":""}]
[{"$f":"IF('Fixture Schedule'!C35=\"\",\"\",'Fixture Schedule'!C35)","v":""}]
[{"$f":"IF('Fixture Schedule'!C36=\"\",\"\",'Fixture Schedule'!C36)","v":""}]
[{"$f":"IF('Fixture Schedule'!C37=\"\",\"\",'Fixture Schedule'!C37)","v":""}]
[{"$f":"IF('Fixture Schedule'!C38=\"\",\"\",'Fixture Schedule'!C38)","v":""}]
[{"$f":"IF('Fixture Schedule'!C39=\"\",\"\",'Fixture Schedule'!C39)","v":""}]
[{"$f":"IF('Fixture Schedule'!C40=\"\",\"\",'Fixture Schedule'!C40)","v":""}]
[{"$f":"IF('Fixture Schedule'!C41=\"\",\"\",'Fixture Schedule'!C41)","v":""}]
[{"$f":"IF('Fixture Schedule'!C42=\"\",\"\",'Fixture Schedule'!C42)","v":""}]
[{"$f":"IF('Fixture Schedule'!C43=\"\",\"\",'Fixture Schedule'!C43)","v":""}]
[{"$f":"IF('Fixture Schedule'!C44=\"\",\"\",'Fixture Schedule'!C44)","v":""}]
[{"$f":"IF('Fixture Schedule'!C45=\"\",\"\",'Fixture Schedule'!C45)","v":""}]
[{"$f":"IF('Fixture Schedule'!C46=\"\",\"\",'Fixture Schedule'!C46)","v":""}]
[{"$f":"IF('Fixture Schedule'!C47=\"\",\"\",'Fixture Schedule'!C47)","v":""}]
[{"$f":"IF('Fixture Schedule'!C48=\"\",\"\",'Fixture Schedule'!C48)","v":""}]
[{"$f":"IF('Fixture Schedule'!C49=\"\",\"\",'Fixture Schedule'!C49)","v":""}]
[{"$f":"IF('Fixture Schedule'!C50=\"\",\"\",'Fixture Schedule'!C50)","v":""}]
[{"$f":"IF('Fixture Schedule'!C51=\"\",\"\",'Fixture Schedule'!C51)","v":""}]
[{"$f":"IF('Fixture Schedule'!C52=\"\",\"\",'Fixture Schedule'!C52)","v":""}]
[{"$f":"IF('Fixture Schedule'!C53=\"\",\"\",'Fixture Schedule'!C53)","v":""}]
[{"$f":"IF('Fixture Schedule'!C54=\"\",\"\",'Fixture Schedule'!C54)","v":""}]
[{"$f":"IF('Fixture Schedule'!C55=\"\",\"\",'Fixture Schedule'!C55)","v":""}]
[{"$f":"IF('Fixture Schedule'!C56=\"\",\"\",'Fixture Schedule'!C56)","v":""}]
[{"$f":"IF('Fixture Schedule'!C57=\"\",\"\",'Fixture Schedule'!C57)","v":""}]
[{"$f":"IF('Fixture Schedule'!C58=\"\",\"\",'Fixture Schedule'!C58)","v":""}]

{"sheet":"Inspection Form","index":8,"n_rows":1504,"n_cols":89,"rows_kept":1125,"cut":true,"hidden":false,"merged":[[1497,3,1497,4],[1498,3,1498,4],[1499,3,1499,4],[1500,3,1500,4],[1501,3,1501,4],[1502,3,1502,4],[1503,3,1503,4],[1480,3,1480,4],[1481,3,1481,4],[1482,3,1482,4],[1483,3,1483,4],[1484,3,1484,4],[1485,3,1485,4],[1486,3,1486,4],[1487,3,1487,4],[1488,3,1488,4],[1489,3,1489,4],[1490,3,1490,4],[1491,3,1491,4],[1492,3,1492,4],[1493,3,1493,4],[1494,3,1494,4],[1495,3,1495,4],[1496,3,1496,4],[1463,3,1463,4],[1464,3,1464,4],[1465,3,1465,4],[1466,3,1466,4],[1467,3,1467,4],[1468,3,1468,4],[1469,3,1469,4],[1470,3,1470,4],[1471,3,1471,4],[1472,3,1472,4],[1473,3,1473,4],[1474,3,1474,4],[1475,3,1475,4],[1476,3,1476,4],[1477,3,1477,4],[1478,3,1478,4],[1479,3,1479,4],[1446,3,1446,4],[1447,3,1447,4],[1448,3,1448,4],[1449,3,1449,4],[1450,3,1450,4],[1451,3,1451,4],[1452,3,1452,4],[1453,3,1453,4],[1454,3,1454,4],[1455,3,1455,4],[1456,3,1456,4],[1457,3,1457,4],[1458,3,1458,4],[1459,3,1459,4],[1460,3,1460,4],[1461,3,1461,4],[1462,3,1462,4],[1429,3,1429,4],[1430,3,1430,4],[1431,3,1431,4],[1432,3,1432,4],[1433,3,1433,4],[1434,3,1434,4],[1435,3,1435,4],[1436,3,1436,4],[1437,3,1437,4],[1438,3,1438,4],[1439,3,1439,4],[1440,3,1440,4],[1441,3,1441,4],[1442,3,1442,4],[1443,3,1443,4],[1444,3,1444,4],[1445,3,1445,4],[1412,3,1412,4],[1413,3,1413,4],[1414,3,1414,4],[1415,3,1415,4],[1416,3,1416,4],[1417,3,1417,4],[1418,3,1418,4],[1419,3,1419,4],[1420,3,1420,4],[1421,3,1421,4],[1422,3,1422,4],[1423,3,1423,4],[1424,3,1424,4],[1425,3,1425,4],[1426,3,1426,4],[1427,3,1427,4],[1428,3,1428,4],[1395,3,1395,4],[1396,3,1396,4],[1397,3,1397,4],[1398,3,1398,4],[1399,3,1399,4],[1400,3,1400,4],[1401,3,1401,4],[1402,3,1402,4],[1403,3,1403,4],[1404,3,1404,4],[1405,3,1405,4],[1406,3,1406,4],[1407,3,1407,4],[1408,3,1408,4],[1409,3,1409,4],[1410,3,1410,4],[1411,3,1411,4],[1378,3,1378,4],[1379,3,1379,4],[1380,3,1380,4],[1381,3,1381,4],[1382,3,1382,4],[1383,3,1383,4],[1384,3,1384,4],[1385,3,1385,4],[1386,3,1386,4],[1387,3,1387,4],[1388,3,1388,4],[1389,3,1389,4],[1390,3,1390,4],[1391,3,1391,4],[1392,3,1392,4],[1393,3,1393,4],[1394,3,1394,4],[1361,3,1361,4],[1362,3,1362,4],[1363,3,1363,4],[1364,3,1364,4],[1365,3,1365,4],[1366,3,1366,4],[1367,3,1367,4],[1368,3,1368,4],[1369,3,1369,4],[1370,3,1370,4],[1371,3,1371,4],[1372,3,1372,4],[1373,3,1373,4],[1374,3,1374,4],[1375,3,1375,4],[1376,3,1376,4],[1377,3,1377,4],[1344,3,1344,4],[1345,3,1345,4],[1346,3,1346,4],[1347,3,1347,4],[1348,3,1348,4],[1349,3,1349,4],[1350,3,1350,4],[1351,3,1351,4],[1352,3,1352,4],[1353,3,1353,4],[1354,3,1354,4],[1355,3,1355,4],[1356,3,1356,4],[1357,3,1357,4],[1358,3,1358,4],[1359,3,1359,4],[1360,3,1360,4],[1327,3,1327,4],[1328,3,1328,4],[1329,3,1329,4],[1330,3,1330,4],[1331,3,1331,4],[1332,3,1332,4],[1333,3,1333,4],[1334,3,1334,4],[1335,3,1335,4],[1336,3,1336,4],[1337,3,1337,4],[1338,3,1338,4],[1339,3,1339,4],[1340,3,1340,4],[1341,3,1341,4],[1342,3,1342,4],[1343,3,1343,4],[1310,3,1310,4],[1311,3,1311,4],[1312,3,1312,4],[1313,3,1313,4],[1314,3,1314,4],[1315,3,1315,4],[1316,3,1316,4],[1317,3,1317,4],[1318,3,1318,4],[1319,3,1319,4],[1320,3,1320,4],[1321,3,1321,4],[1322,3,1322,4],[1323,3,1323,4],[1324,3,1324,4],[1325,3,1325,4],[1326,3,1326,4],[1293,3,1293,4],[1294,3,1294,4],[1295,3,1295,4],[1296,3,1296,4],[1297,3,1297,4],[1298,3,1298,4],[1299,3,1299,4],[1300,3,1300,4],[1301,3,1301,4],[1302,3,1302,4],[1303,3,1303,4],[1304,3,1304,4],[1305,3,1305,4],[1306,3,1306,4],[1307,3,1307,4],[1308,3,1308,4],[1309,3,1309,4],[1276,3,1276,4],[1277,3,1277,4],[1278,3,1278,4],[1279,3,1279,4],[1280,3,1280,4],[1281,3,1281,4],[1282,3,1282,4],[1283,3,1283,4],[1284,3,1284,4],[1285,3,1285,4],[1286,3,1286,4],[1287,3,1287,4],[1288,3,1288,4],[1289,3,1289,4],[1290,3,1290,4],[1291,3,1291,4],[1292,3,1292,4],[1259,3,1259,4],[1260,3,1260,4],[1261,3,1261,4],[1262,3,1262,4],[1263,3,1263,4],[1264,3,1264,4],[1265,3,1265,4],[1266,3,1266,4],[1267,3,1267,4],[1268,3,1268,4],[1269,3,1269,4],[1270,3,1270,4],[1271,3,1271,4],[1272,3,1272,4],[1273,3,1273,4],[1274,3,1274,4],[1275,3,1275,4],[1242,3,1242,4],[1243,3,1243,4],[1244,3,1244,4],[1245,3,1245,4],[1246,3,1246,4],[1247,3,1247,4],[1248,3,1248,4],[1249,3,1249,4],[1250,3,1250,4],[1251,3,1251,4],[1252,3,1252,4],[1253,3,1253,4],[1254,3,1254,4],[1255,3,1255,4],[1256,3,1256,4],[1257,3,1257,4],[1258,3,1258,4],[1225,3,1225,4],[1226,3,1226,4],[1227,3,1227,4],[1228,3,1228,4],[1229,3,1229,4],[1230,3,1230,4],[1231,3,1231,4],[1232,3,1232,4],[1233,3,1233,4],[1234,3,1234,4],[1235,3,1235,4],[1236,3,1236,4],[1237,3,1237,4],[1238,3,1238,4],[1239,3,1239,4],[1240,3,1240,4],[1241,3,1241,4],[1208,3,1208,4],[1209,3,1209,4],[1210,3,1210,4],[1211,3,1211,4],[1212,3,1212,4],[1213,3,1213,4],[1214,3,1214,4],[1215,3,1215,4],[1216,3,1216,4],[1217,3,1217,4],[1218,3,1218,4],[1219,3,1219,4],[1220,3,1220,4],[1221,3,1221,4],[1222,3,1222,4],[1223,3,1223,4],[1224,3,1224,4],[1191,3,1191,4],[1192,3,1192,4],[1193,3,1193,4],[1194,3,1194,4],[1195,3,1195,4],[1196,3,1196,4],[1197,3,1197,4],[1198,3,1198,4],[1199,3,1199,4],[1200,3,1200,4],[1201,3,1201,4],[1202,3,1202,4],[1203,3,1203,4],[1204,3,1204,4],[1205,3,1205,4],[1206,3,1206,4],[1207,3,1207,4],[1174,3,1174,4],[1175,3,1175,4],[1176,3,1176,4],[1177,3,1177,4],[1178,3,1178,4],[1179,3,1179,4],[1180,3,1180,4],[1181,3,1181,4],[1182,3,1182,4],[1183,3,1183,4],[1184,3,1184,4],[1185,3,1185,4],[1186,3,1186,4],[1187,3,1187,4],[1188,3,1188,4],[1189,3,1189,4],[1190,3,1190,4],[1157,3,1157,4],[1158,3,1158,4],[1159,3,1159,4],[1160,3,1160,4],[1161,3,1161,4],[1162,3,1162,4],[1163,3,1163,4],[1164,3,1164,4],[1165,3,1165,4],[1166,3,1166,4],[1167,3,1167,4],[1168,3,1168,4],[1169,3,1169,4],[1170,3,1170,4],[1171,3,1171,4],[1172,3,1172,4],[1173,3,1173,4],[1140,3,1140,4],[1141,3,1141,4],[1142,3,1142,4],[1143,3,1143,4],[1144,3,1144,4],[1145,3,1145,4],[1146,3,1146,4],[1147,3,1147,4],[1148,3,1148,4],[1149,3,1149,4],[1150,3,1150,4],[1151,3,1151,4],[1152,3,1152,4],[1153,3,1153,4],[1154,3,1154,4],[1155,3,1155,4],[1156,3,1156,4],[1123,3,1123,4],[1124,3,1124,4],[1125,3,1125,4],[1126,3,1126,4],[1127,3,1127,4],[1128,3,1128,4],[1129,3,1129,4],[1130,3,1130,4],[1131,3,1131,4],[1132,3,1132,4],[1133,3,1133,4],[1134,3,1134,4],[1135,3,1135,4],[1136,3,1136,4],[1137,3,1137,4],[1138,3,1138,4],[1139,3,1139,4],[1106,3,1106,4],[1107,3,1107,4],[1108,3,1108,4],[1109,3,1109,4],[1110,3,1110,4],[1111,3,1111,4],[1112,3,1112,4],[1113,3,1113,4],[1114,3,1114,4],[1115,3,1115,4],[1116,3,1116,4],[1117,3,1117,4],[1118,3,1118,4],[1119,3,1119,4],[1120,3,1120,4],[1121,3,1121,4],[1122,3,1122,4],[1089,3,1089,4],[1090,3,1090,4],[1091,3,1091,4],[1092,3,1092,4],[1093,3,1093,4],[1094,3,1094,4],[1095,3,1095,4],[1096,3,1096,4],[1097,3,1097,4],[1098,3,1098,4],[1099,3,1099,4],[1100,3,1100,4],[1101,3,1101,4],[1102,3,1102,4],[1103,3,1103,4],[1104,3,1104,4],[1105,3,1105,4],[1072,3,1072,4],[1073,3,1073,4],[1074,3,1074,4],[1075,3,1075,4],[1076,3,1076,4],[1077,3,1077,4],[1078,3,1078,4],[1079,3,1079,4],[1080,3,1080,4],[1081,3,1081,4],[1082,3,1082,4],[1083,3,1083,4],[1084,3,1084,4],[1085,3,1085,4],[1086,3,1086,4],[1087,3,1087,4],[1088,3,1088,4],[1055,3,1055,4],[1056,3,1056,4],[1057,3,1057,4],[1058,3,1058,4],[1059,3,1059,4],[1060,3,1060,4],[1061,3,1061,4],[1062,3,1062,4],[1063,3,1063,4],[1064,3,1064,4],[1065,3,1065,4],[1066,3,1066,4],[1067,3,1067,4],[1068,3,1068,4],[1069,3,1069,4],[1070,3,1070,4],[1071,3,1071,4],[1038,3,1038,4],[1039,3,1039,4],[1040,3,1040,4],[1041,3,1041,4],[1042,3,1042,4],[1043,3,1043,4],[1044,3,1044,4],[1045,3,1045,4],[1046,3,1046,4],[1047,3,1047,4],[1048,3,1048,4],[1049,3,1049,4],[1050,3,1050,4],[1051,3,1051,4],[1052,3,1052,4],[1053,3,1053,4],[1054,3,1054,4],[1021,3,1021,4],[1022,3,1022,4],[1023,3,1023,4],[1024,3,1024,4],[1025,3,1025,4],[1026,3,1026,4],[1027,3,1027,4],[1028,3,1028,4],[1029,3,1029,4],[1030,3,1030,4],[1031,3,1031,4],[1032,3,1032,4],[1033,3,1033,4],[1034,3,1034,4],[1035,3,1035,4],[1036,3,1036,4],[1037,3,1037,4],[1004,3,1004,4],[1005,3,1005,4],[1006,3,1006,4],[1007,3,1007,4],[1008,3,1008,4],[1009,3,1009,4],[1010,3,1010,4],[1011,3,1011,4],[1012,3,1012,4],[1013,3,1013,4],[1014,3,1014,4],[1015,3,1015,4],[1016,3,1016,4],[1017,3,1017,4],[1018,3,1018,4],[1019,3,1019,4],[1020,3,1020,4],[572,21,572,22],[573,21,573,22],[574,21,574,22],[563,23,563,24],[564,23,564,24],[565,23,565,24],[566,23,566,24],[567,23,567,24],[568,23,568,24],[569,23,569,24],[570,23,570,24],[571,23,571,24],[572,23,572,24],[573,23,573,24],[574,23,574,24],[552,23,554,24],[552,21,553,22],[554,21,554,22],[555,21,555,22],[556,21,556,22],[557,21,557,22],[558,21,558,22],[559,21,559,22],[560,21,560,22],[561,21,561,22],[562,21,562,22],[563,21,563,22],[564,21,564,22],[565,21,565,22],[566,21,566,22],[567,21,567,22],[568,21,568,22],[569,21,569,22],[570,21,570,22],[571,21,571,22],[555,25,555,29],[556,25,556,29],[557,25,557,29],[558,25,558,29],[559,25,559,29],[560,25,560,29],[561,25,561,29],[562,25,562,29],[563,25,563,29],[564,25,564,29],[565,25,565,29],[566,25,566,29],[567,25,567,29],[568,25,568,29],[569,25,569,29],[570,25,570,29],[571,25,571,29],[572,25,572,29],[573,25,573,29],[574,25,574,29],[555,23,555,24],[556,23,556,24],[557,23,557,24],[558,23,558,24],[559,23,559,24],[560,23,560,24],[561,23,561,24],[562,23,562,24],[552,20,554,20],[552,25,554,29],[552,19,554,19],[501,19,501,23],[502,19,502,23],[503,19,503,23],[504,19,504,23],[505,19,505,23],[506,19,506,23],[507,19,507,23],[508,19,508,23],[509,19,509,23],[510,19,510,23],[511,19,511,23],[512,19,512,23],[513,19,513,23],[514,19,514,23],[515,19,515,23],[516,19,516,23],[517,19,517,23],[539,19,539,23],[1,5,1,9],[1,15,2,16],[6,15,7,16],[8,15,10,15],[498,25,500,25],[40,14,45,17],[24,15,24,16],[47,14,55,17],[28,15,30,17],[31,15,32,17],[33,15,36,17],[26,15,27,17],[498,29,500,29],[498,27,500,27],[498,26,500,26],[498,28,500,28],[14,14,14,17],[498,19,500,23],[498,24,500,24],[21,3,21,4],[22,3,22,4],[13,3,13,4],[14,3,14,4],[15,3,15,4],[16,3,16,4],[17,3,17,4],[58,3,58,4],[59,3,59,4],[60,3,60,4],[61,3,61,4],[62,3,62,4],[53,3,53,4],[54,3,54,4],[55,3,55,4],[56,3,56,4],[57,3,57,4],[48,3,48,4],[49,3,49,4],[50,3,50,4],[51,3,51,4],[52,3,52,4],[43,3,43,4],[44,3,44,4],[45,3,45,4],[46,3,46,4],[47,3,47,4],[8,3,8,4],[9,3,9,4],[10,3,10,4],[11,3,11,4],[12,3,12,4],[4,3,4,4],[5,3,5,4],[6,3,6,4],[7,3,7,4],[38,3,38,4],[39,3,39,4],[40,3,40,4],[41,3,41,4],[42,3,42,4],[33,3,33,4],[34,3,34,4],[35,3,35,4],[36,3,36,4],[37,3,37,4],[28,3,28,4],[29,3,29,4],[30,3,30,4],[31,3,31,4],[32,3,32,4],[23,3,23,4],[24,3,24,4],[25,3,25,4],[26,3,26,4],[27,3,27,4],[18,3,18,4],[19,3,19,4],[20,3,20,4],[78,3,78,4],[79,3,79,4],[80,3,80,4],[81,3,81,4],[82,3,82,4],[73,3,73,4],[74,3,74,4],[75,3,75,4],[76,3,76,4],[77,3,77,4],[68,3,68,4],[69,3,69,4],[70,3,70,4],[71,3,71,4],[72,3,72,4],[63,3,63,4],[64,3,64,4],[65,3,65,4],[66,3,66,4],[67,3,67,4],[98,3,98,4],[99,3,99,4],[100,3,100,4],[101,3,101,4],[102,3,102,4],[93,3,93,4],[94,3,94,4],[95,3,95,4],[96,3,96,4],[97,3,97,4],[88,3,88,4],[89,3,89,4],[90,3,90,4],[91,3,91,4],[92,3,92,4],[83,3,83,4],[84,3,84,4],[85,3,85,4],[86,3,86,4],[87,3,87,4],[118,3,118,4],[119,3,119,4],[120,3,120,4],[121,3,121,4],[122,3,122,4],[113,3,113,4],[114,3,114,4],[115,3,115,4],[116,3,116,4],[117,3,117,4],[108,3,108,4],[109,3,109,4],[110,3,110,4],[111,3,111,4],[112,3,112,4],[103,3,103,4],[104,3,104,4],[105,3,105,4],[106,3,106,4],[107,3,107,4],[138,3,138,4],[139,3,139,4],[140,3,140,4],[141,3,141,4],[142,3,142,4],[133,3,133,4],[134,3,134,4],[135,3,135,4],[136,3,136,4],[137,3,137,4],[128,3,128,4],[129,3,129,4],[130,3,130,4],[131,3,131,4],[132,3,132,4],[123,3,123,4],[124,3,124,4],[125,3,125,4],[126,3,126,4],[127,3,127,4],[158,3,158,4],[159,3,159,4],[160,3,160,4],[161,3,161,4],[162,3,162,4],[153,3,153,4],[154,3,154,4],[155,3,155,4],[156,3,156,4],[157,3,157,4],[148,3,148,4],[149,3,149,4],[150,3,150,4],[151,3,151,4],[152,3,152,4],[143,3,143,4],[144,3,144,4],[145,3,145,4],[146,3,146,4],[147,3,147,4],[178,3,178,4],[179,3,179,4],[180,3,180,4],[181,3,181,4],[182,3,182,4],[173,3,173,4],[174,3,174,4],[175,3,175,4],[176,3,176,4],[177,3,177,4],[168,3,168,4],[169,3,169,4],[170,3,170,4],[171,3,171,4],[172,3,172,4],[163,3,163,4],[164,3,164,4],[165,3,165,4],[166,3,166,4],[167,3,167,4],[198,3,198,4],[199,3,199,4],[200,3,200,4],[201,3,201,4],[202,3,202,4],[193,3,193,4],[194,3,194,4],[195,3,195,4],[196,3,196,4],[197,3,197,4],[188,3,188,4],[189,3,189,4],[190,3,190,4],[191,3,191,4],[192,3,192,4],[183,3,183,4],[184,3,184,4],[185,3,185,4],[186,3,186,4],[187,3,187,4],[218,3,218,4],[219,3,219,4],[220,3,220,4],[221,3,221,4],[222,3,222,4],[213,3,213,4],[214,3,214,4],[215,3,215,4],[216,3,216,4],[217,3,217,4],[208,3,208,4],[209,3,209,4],[210,3,210,4],[211,3,211,4],[212,3,212,4],[203,3,203,4],[204,3,204,4],[205,3,205,4],[206,3,206,4],[207,3,207,4],[238,3,238,4],[239,3,239,4],[240,3,240,4],[241,3,241,4],[242,3,242,4],[233,3,233,4],[234,3,234,4],[235,3,235,4],[236,3,236,4],[237,3,237,4],[228,3,228,4],[229,3,229,4],[230,3,230,4],[231,3,231,4],[232,3,232,4],[223,3,223,4],[224,3,224,4],[225,3,225,4],[226,3,226,4],[227,3,227,4],[258,3,258,4],[259,3,259,4],[260,3,260,4],[261,3,261,4],[262,3,262,4],[253,3,253,4],[254,3,254,4],[255,3,255,4],[256,3,256,4],[257,3,257,4],[248,3,248,4],[249,3,249,4],[250,3,250,4],[251,3,251,4],[252,3,252,4],[243,3,243,4],[244,3,244,4],[245,3,245,4],[246,3,246,4],[247,3,247,4],[278,3,278,4],[279,3,279,4],[280,3,280,4],[281,3,281,4],[282,3,282,4],[273,3,273,4],[274,3,274,4],[275,3,275,4],[276,3,276,4],[277,3,277,4],[268,3,268,4],[269,3,269,4],[270,3,270,4],[271,3,271,4],[272,3,272,4],[263,3,263,4],[264,3,264,4],[265,3,265,4],[266,3,266,4],[267,3,267,4],[298,3,298,4],[299,3,299,4],[300,3,300,4],[301,3,301,4],[302,3,302,4],[293,3,293,4],[294,3,294,4],[295,3,295,4],[296,3,296,4],[297,3,297,4],[288,3,288,4],[289,3,289,4],[290,3,290,4],[291,3,291,4],[292,3,292,4],[283,3,283,4],[284,3,284,4],[285,3,285,4],[286,3,286,4],[287,3,287,4],[318,3,318,4],[319,3,319,4],[320,3,320,4],[321,3,321,4],[322,3,322,4],[313,3,313,4],[314,3,314,4],[315,3,315,4],[316,3,316,4],[317,3,317,4],[308,3,308,4],[309,3,309,4],[310,3,310,4],[311,3,311,4],[312,3,312,4],[303,3,303,4],[304,3,304,4],[305,3,305,4],[306,3,306,4],[307,3,307,4],[338,3,338,4],[339,3,339,4],[340,3,340,4],[341,3,341,4],[342,3,342,4],[333,3,333,4],[334,3,334,4],[335,3,335,4],[336,3,336,4],[337,3,337,4],[328,3,328,4],[329,3,329,4],[330,3,330,4],[331,3,331,4],[332,3,332,4],[323,3,323,4],[324,3,324,4],[325,3,325,4],[326,3,326,4],[327,3,327,4],[358,3,358,4],[359,3,359,4],[360,3,360,4],[361,3,361,4],[362,3,362,4],[353,3,353,4],[354,3,354,4],[355,3,355,4],[356,3,356,4],[357,3,357,4],[348,3,348,4],[349,3,349,4],[350,3,350,4],[351,3,351,4],[352,3,352,4],[343,3,343,4],[344,3,344,4],[345,3,345,4],[346,3,346,4],[347,3,347,4],[378,3,378,4],[379,3,379,4],[380,3,380,4],[381,3,381,4],[382,3,382,4],[373,3,373,4],[374,3,374,4],[375,3,375,4],[376,3,376,4],[377,3,377,4],[368,3,368,4],[369,3,369,4],[370,3,370,4],[371,3,371,4],[372,3,372,4],[363,3,363,4],[364,3,364,4],[365,3,365,4],[366,3,366,4],[367,3,367,4],[398,3,398,4],[399,3,399,4],[400,3,400,4],[401,3,401,4],[402,3,402,4],[393,3,393,4],[394,3,394,4],[395,3,395,4],[396,3,396,4],[397,3,397,4],[388,3,388,4],[389,3,389,4],[390,3,390,4],[391,3,391,4],[392,3,392,4],[383,3,383,4],[384,3,384,4],[385,3,385,4]],"bounds":{"rows_first":500,"rows_last":125,"rows_between":500,"halvings":2},"merged_total":1635,"flags":["merged_cut"]}
[null,null,"LIGHTING INSPECTION FIELD FORM",null,null,null,null,null,null,null,null,null,null,null,null,{"$f":"\"Project Name: \"&'Project Info'!D4&\" \nSite Address: \"&'Project Info'!D12&\", \"&'Project Info'!D13&\" TX \"&'Project Info'!K13","v":"Project Name:  \nSite Address: ,  TX "},null,null,null,"Total Area Type: ",{"$f":"COUNTA(T8:T498)-1","v":3},null,null,"Total Lines:",{"$f":"COUNTA(Inventory!C9:C108)","v":0},null,null,null,null,null,null,null,null,null,null,null,null,null,null,null,null,null,null,null,null,null,null,null,null,null,null,null,null,null,null,null,null,null,null,null,null,null,null,null,null,null,null,null,null,null,71,72,73,74,75,76,77,78,79,80,81,82,83,84,85,86,87,88,89]
[null,null,{"$f":"\"Please check all\"&IF(Q10=\"Yes\",\" colored/bolded\",\"\")&\" lines.\"","v":"Please check all colored/bolded lines."},null,"Inspector Name:",null,null,null,null,null,"Date:",null,null,null,null,"Report Parameters",null,null,null,"Total Fix Code: ",{"$f":"COUNTA(T7:BR7)-2","v":7},"unique models:",{"$f":"50-COUNTIF(T502:T551,\"\")","v":7},"Size in Infinite Pop",{"$f":"(NORMSINV(1 - (1-Q13)/2)*SQRT(0.25)/Q14)^2","v":10.264840094686353},null,"Post"]
[null,null,null,null,null,null,null,null,null,null,null,null,null,null,null,null,null,null,null,"Current Area Type:","All",null,null,"Correction Factor",{"$f":"1/(1+(Y2-1)/Y1)","v":{"$error":"#DIV/0!"}},null,"Pre",null,null,null,null,null,null,null,null,null,null,null,null,null,null,null,null,null,null,null,null,null,null,null,null,null,null,null,null,null,null,null,null,null,null,null,null,null,null,null,null,null,null,null,"Selected Lines","Primary/Backup","Backup line"]
[null,"Line","Area Name","Room Description","a","Pre Fixture Code","Pre Qty","Fixture code","Qty","Control","Fixture Description",null,null,null,null,null,null,null,null,"Current Fix Code:","LED025-FIXT",null,null,"Final Sample Size",{"$f":"ROUNDUP(  Y2*Y3, 0)","v":{"$error":"#DIV/0!"}},null,"Post with Pre",null,null,null,null,null,null,null,null,null,null,null,null,null,null,null,null,null,null,null,null,null,null,null,null,null,null,null,null,null,null,null,null,null,null,null,null,null,null,null,null,null,null,null,null,null,{"$f":"COUNTA(BU5:BU1504)","v":6},null,"total watts",null,null,"Selected","Total Comb #:",null,null,"Preference","Total","Percent",0,1,null,"Rand",{"$f":"RAND()","v":0.67336581214585245}]
[null,1,{"$f":"IF(Inventory!C9=\"\",\"\",Inventory!C9)","v":""},{"$f":"IF(Inventory!D9=\"\",\"\",Inventory!D9)","v":""},null,{"$f":"IF(Inventory!E9=0,\"\",Inventory!E9)","v":""},{"$f":"IF(Inventory!F9=0,\"\",Inventory!F9)","v":""},{"$f":"IF(IF($Q$5=\"Pre\",Inventory!E9,IF(OR($Q$5=\"Post\",$Q$5=\"Post with Pre\"),Inventory!AD9,\"\"))=0,\"\",IF($Q$5=\"Pre\",Inventory!E9,IF(OR($Q$5=\"Post\",$Q$5=\"Post with Pre\"),Inventory!AD9,\"\")))","v":""},{"$f":"IF(AND(IF($Q$5=\"Pre\",Inventory!F9,IF(OR($Q$5=\"Post\",$Q$5=\"Post with Pre\"),Inventory!J9,\"\"))=0,C5=\"\"),\"\",IF($Q$5=\"Pre\",Inventory!F9,IF(OR($Q$5=\"Post\",$Q$5=\"Post with Pre\"),Inventory!J9,\"\")))","v":""},{"$f":"IF(AND(IF($Q$5=\"Pre\",Inventory!H9,IF(OR($Q$5=\"Post\",$Q$5=\"Post with Pre\"),Inventory!K9,\"\"))=0,C5=\"\"),\"\",IF(IF($Q$5=\"Pre\",Inventory!H9,IF(OR($Q$5=\"Post\",$Q$5=\"Post with Pre\"),Inventory!K9,\"\"))=0,\"None\",IF($Q$5=\"Pre\",Inventory!H9,IF(OR($Q$5=\"Post\",$Q$5=\"Post with Pre\"),Inventory!K9,\"\"))))","v":""},{"$f":"IF(H5=\"\",\"\",IF($Q$5=\"Pre\",INDEX('Fixture Descriptions'!G:G,MATCH(H5,'Fixture Descriptions'!A:A,0)),\nIF(INDEX(Inventory!M$9:M$108,B5)<>\"\",INDEX(Inventory!M$9:M$108,B5),INDEX('Fixture Descriptions'!G:G,MATCH(H5,'Fixture Descriptions'!A:A,0)))))","v":""},null,null,null,null,"Inspection Type:","Post",null,null,"Current Comb #:",null,null,null,"Suppress Print",0,null,null,null,null,null,null,null,null,null,null,null,null,null,null,null,null,null,null,null,null,null,null,null,null,null,null,null,null,null,null,null,null,null,null,null,null,null,null,null,null,null,null,null,null,null,8,"Primary",33,{"$f":"INDEX('Fixture Descriptions'!A:K,MATCH('Inspection Form'!H5,'Fixture Descriptions'!A:A,0),8)","v":0},{"$f":"BV5*I5","v":{"$error":"#VALUE!"}},null,0,{"$f":"IF($U$3=\"All\", 1, IF(AND(C5=$U$3, H5=$U$4), 1, 0))","v":1},{"$f":"U5","v":0},null,null,{"$f":"IFERROR(IF(AND(INDEX(Inventory!CA:CA,MATCH('Inspection Form'!B5,Inventory!B:B,0))=\"Not Qualified\",INDEX(Inventory!L:L,MATCH('Inspection Form'!B5,Inventory!B:B,0))<>\"\",$Q$5<>\"Pre\"),0,BY5*BZ5), 0)","v":0},{"$f":"SUM(CD$5:CD$1504)","v":0},{"$f":"CD5/$CE$5","v":{"$error":"#DIV/0!"}},{"$f":"CF5+CG4","v":{"$error":"#DIV/0!"}},2]
[null,2,{"$f":"IF(Inventory!C10=\"\",\"\",Inventory!C10)","v":""},{"$f":"IF(Inventory!D10=\"\",\"\",Inventory!D10)","v":""},null,{"$f":"IF(Inventory!E10=0,\"\",Inventory!E10)","v":""},{"$f":"IF(Inventory!F10=0,\"\",Inventory!F10)","v":""},{"$f":"IF(IF($Q$5=\"Pre\",Inventory!E10,IF(OR($Q$5=\"Post\",$Q$5=\"Post with Pre\"),Inventory!AD10,\"\"))=0,\"\",IF($Q$5=\"Pre\",Inventory!E10,IF(OR($Q$5=\"Post\",$Q$5=\"Post with Pre\"),Inventory!AD10,\"\")))","v":""},{"$f":"IF(AND(IF($Q$5=\"Pre\",Inventory!F10,IF(OR($Q$5=\"Post\",$Q$5=\"Post with Pre\"),Inventory!J10,\"\"))=0,C6=\"\"),\"\",IF($Q$5=\"Pre\",Inventory!F10,IF(OR($Q$5=\"Post\",$Q$5=\"Post with Pre\"),Inventory!J10,\"\")))","v":""},{"$f":"IF(AND(IF($Q$5=\"Pre\",Inventory!H10,IF(OR($Q$5=\"Post\",$Q$5=\"Post with Pre\"),Inventory!K10,\"\"))=0,C6=\"\"),\"\",IF(IF($Q$5=\"Pre\",Inventory!H10,IF(OR($Q$5=\"Post\",$Q$5=\"Post with Pre\"),Inventory!K10,\"\"))=0,\"None\",IF($Q$5=\"Pre\",Inventory!H10,IF(OR($Q$5=\"Post\",$Q$5=\"Post with Pre\"),Inventory!K10,\"\"))))","v":""},{"$f":"IF(H6=\"\",\"\",IF($Q$5=\"Pre\",INDEX('Fixture Descriptions'!G:G,MATCH(H6,'Fixture Descriptions'!A:A,0)),\nIF(INDEX(Inventory!M$9:M$108,B6)<>\"\",INDEX(Inventory!M$9:M$108,B6),INDEX('Fixture Descriptions'!G:G,MATCH(H6,'Fixture Descriptions'!A:A,0)))))","v":""},null,null,null,null,null,null,null,null,"Count of Qty","Fixture Code",null,null,null,null,null,null,null,null,null,null,null,null,null,null,null,null,null,null,null,null,null,null,null,null,null,null,null,null,null,null,null,null,null,null,null,null,null,null,null,null,null,null,null,null,null,null,null,null,null,33,"Backup",null,{"$f":"INDEX('Fixture Descriptions'!A:K,MATCH('Inspection Form'!H6,'Fixture Descriptions'!A:A,0),8)","v":0},{"$error":"#VALUE!"},null,{"$f":"BW6","v":{"$error":"#VALUE!"}},{"$f":"IF($U$3=\"All\", 1, IF(AND(C6=$U$3, H6=$U$4), 1, 0))","v":1},null,null,null,{"$f":"IFERROR(IF(AND(INDEX(Inventory!CA:CA,MATCH('Inspection Form'!B6,Inventory!B:B,0))=\"Not Qualified\",INDEX(Inventory!L:L,MATCH('Inspection Form'!B6,Inventory!B:B,0))<>\"\",$Q$5<>\"Pre\"),0,BY6*BZ6), 0)","v":0},null,{"$f":"CD6/$CE$5","v":{"$error":"#DIV/0!"}},{"$f":"CF6+CG5","v":{"$error":"#DIV/0!"}},3,null,"Selected",{"$f":"VLOOKUP(CK4, CG4:CH1504, 2)","v":1}]
[null,3,{"$f":"IF(Inventory!C11=\"\",\"\",Inventory!C11)","v":""},{"$f":"IF(Inventory!D11=\"\",\"\",Inventory!D11)","v":""},null,{"$f":"IF(Inventory!E11=0,\"\",Inventory!E11)","v":""},{"$f":"IF(Inventory!F11=0,\"\",Inventory!F11)","v":""},{"$f":"IF(IF($Q$5=\"Pre\",Inventory!E11,IF(OR($Q$5=\"Post\",$Q$5=\"Post with Pre\"),Inventory!AD11,\"\"))=0,\"\",IF($Q$5=\"Pre\",Inventory!E11,IF(OR($Q$5=\"Post\",$Q$5=\"Post with Pre\"),Inventory!AD11,\"\")))","v":""},{"$f":"IF(AND(IF($Q$5=\"Pre\",Inventory!F11,IF(OR($Q$5=\"Post\",$Q$5=\"Post with Pre\"),Inventory!J11,\"\"))=0,C7=\"\"),\"\",IF($Q$5=\"Pre\",Inventory!F11,IF(OR($Q$5=\"Post\",$Q$5=\"Post with Pre\"),Inventory!J11,\"\")))","v":""},{"$f":"IF(AND(IF($Q$5=\"Pre\",Inventory!H11,IF(OR($Q$5=\"Post\",$Q$5=\"Post with Pre\"),Inventory!K11,\"\"))=0,C7=\"\"),\"\",IF(IF($Q$5=\"Pre\",Inventory!H11,IF(OR($Q$5=\"Post\",$Q$5=\"Post with Pre\"),Inventory!K11,\"\"))=0,\"None\",IF($Q$5=\"Pre\",Inventory!H11,IF(OR($Q$5=\"Post\",$Q$5=\"Post with Pre\"),Inventory!K11,\"\"))))","v":""},{"$f":"IF(H7=\"\",\"\",IF($Q$5=\"Pre\",INDEX('Fixture Descriptions'!G:G,MATCH(H7,'Fixture Descriptions'!A:A,0)),\nIF(INDEX(Inventory!M$9:M$108,B7)<>\"\",INDEX(Inventory!M$9:M$108,B7),INDEX('Fixture Descriptions'!G:G,MATCH(H7,'Fixture Descriptions'!A:A,0)))))","v":""},null,null,null,null,"Sampling Parameters",null,null,null,"Area Name","LED020-FIXT","LED100-FIXT","LED050-FIXT","LED005-FIXT","LED010-FIXT","LED015-FIXT","LED025-FIXT","Grand Total",null,null,null,null,null,null,null,null,null,null,null,null,null,null,null,null,null,null,null,null,null,null,null,null,null,null,null,null,null,null,null,null,null,null,null,null,null,null,null,null,null,null,1,"Primary",null,{"$f":"INDEX('Fixture Descriptions'!A:K,MATCH('Inspection Form'!H7,'Fixture Descriptions'!A:A,0),8)","v":0},{"$error":"#VALUE!"},null,0,1,null,null,null,{"$f":"IFERROR(IF(AND(INDEX(Inventory!CA:CA,MATCH('Inspection Form'!B7,Inventory!B:B,0))=\"Not Qualified\",INDEX(Inventory!L:L,MATCH('Inspection Form'!B7,Inventory!B:B,0))<>\"\",$Q$5<>\"Pre\"),0,BY7*BZ7), 0)","v":0},null,{"$error":"#DIV/0!"},{"$error":"#DIV/0!"},4]
[null,4,null,null,null,null,null,null,null,null,null,null,null,null,null,null,null,null,null,"ext",null,1,null,null,null,null,null,1,null,null,null,null,null,null,null,null,null,null,null,null,null,null,null,null,null,null,null,null,null,null,null,null,null,null,null,null,null,null,null,null,null,null,null,null,null,null,null,null,null,null,4,"Primary",3,{"$f":"INDEX('Fixture Descriptions'!A:K,MATCH('Inspection Form'!H8,'Fixture Descriptions'!A:A,0),8)","v":{"$error":"#N/A"}},{"$error":"#N/A"},null,0,1,null,null,null,{"$f":"IFERROR(IF(AND(INDEX(Inventory!CA:CA,MATCH('Inspection Form'!B8,Inventory!B:B,0))=\"Not Qualified\",INDEX(Inventory!L:L,MATCH('Inspection Form'!B8,Inventory!B:B,0))<>\"\",$Q$5<>\"Pre\"),0,BY8*BZ8), 0)","v":0},null,{"$error":"#DIV/0!"},{"$error":"#DIV/0!"},5]
[null,5,null,null,null,null,null,null,null,null,null,null,null,null,null,"Perform Random Sample?",null,null,null,"int",7,null,null,6,6,6,5,30,null,null,null,null,null,null,null,null,null,null,null,null,null,null,null,null,null,null,null,null,null,null,null,null,null,null,null,null,null,null,null,null,null,null,null,null,null,null,null,null,null,null,3,"Backup",null,{"$f":"INDEX('Fixture Descriptions'!A:K,MATCH('Inspection Form'!H9,'Fixture Descriptions'!A:A,0),8)","v":{"$error":"#N/A"}},{"$error":"#N/A"},null,{"$error":"#N/A"},1,null,null,null,{"$f":"IFERROR(IF(AND(INDEX(Inventory!CA:CA,MATCH('Inspection Form'!B9,Inventory!B:B,0))=\"Not Qualified\",INDEX(Inventory!L:L,MATCH('Inspection Form'!B9,Inventory!B:B,0))<>\"\",$Q$5<>\"Pre\"),0,BY9*BZ9), 0)","v":0},null,{"$error":"#DIV/0!"},{"$f":"CF9+CG8","v":{"$error":"#DIV/0!"}},6]
[null,6,null,null,null,null,null,null,null,null,null,null,null,null,null,null,"Yes",null,null,"ext2",null,null,2,null,null,null,null,2,null,null,null,null,null,null,null,null,null,null,null,null,null,null,null,null,null,null,null,null,null,null,null,null,null,null,null,null,null,null,null,null,null,null,null,null,null,null,null,null,null,null,30,"Primary",15,{"$f":"INDEX('Fixture Descriptions'!A:K,MATCH('Inspection Form'!H10,'Fixture Descriptions'!A:A,0),8)","v":{"$error":"#N/A"}},{"$error":"#N/A"},null,{"$error":"#N/A"},1,null,null,null,{"$f":"IFERROR(IF(AND(INDEX(Inventory!CA:CA,MATCH('Inspection Form'!B10,Inventory!B:B,0))=\"Not Qualified\",INDEX(Inventory!L:L,MATCH('Inspection Form'!B10,Inventory!B:B,0))<>\"\",$Q$5<>\"Pre\"),0,BY10*BZ10), 0)","v":0},null,{"$error":"#DIV/0!"},{"$error":"#DIV/0!"},7]
[null,7,null,null,null,null,null,null,null,null,null,null,null,null,null,null,null,null,null,"Grand Total",7,1,2,6,6,6,5,33,null,null,null,null,null,null,null,null,null,null,null,null,null,null,null,null,null,null,null,null,null,null,null,null,null,null,null,null,null,null,null,null,null,null,null,null,null,null,null,null,null,null,15,"Backup",null,{"$f":"INDEX('Fixture Descriptions'!A:K,MATCH('Inspection Form'!H11,'Fixture Descriptions'!A:A,0),8)","v":{"$error":"#N/A"}},{"$error":"#N/A"},null,{"$error":"#N/A"},1,null,null,null,{"$f":"IFERROR(IF(AND(INDEX(Inventory!CA:CA,MATCH('Inspection Form'!B11,Inventory!B:B,0))=\"Not Qualified\",INDEX(Inventory!L:L,MATCH('Inspection Form'!B11,Inventory!B:B,0))<>\"\",$Q$5<>\"Pre\"),0,BY11*BZ11), 0)","v":0},null,{"$error":"#DIV/0!"},{"$f":"CF11+CG10","v":{"$error":"#DIV/0!"}},8]
[null,8,null,null,null,null,null,null,null,null,null,null,null,null,null,null,null,null,null,null,null,null,null,null,null,null,null,null,null,null,null,null,null,null,null,null,null,null,null,null,null,null,null,null,null,null,null,null,null,null,null,null,null,null,null,null,null,null,null,null,null,null,null,null,null,null,null,null,null,null,31,"Primary",26,{"$f":"INDEX('Fixture Descriptions'!A:K,MATCH('Inspection Form'!H12,'Fixture Descriptions'!A:A,0),8)","v":{"$error":"#N/A"}},{"$error":"#N/A"},null,0,1,null,null,null,{"$f":"IFERROR(IF(AND(INDEX(Inventory!CA:CA,MATCH('Inspection Form'!B12,Inventory!B:B,0))=\"Not Qualified\",INDEX(Inventory!L:L,MATCH('Inspection Form'!B12,Inventory!B:B,0))<>\"\",$Q$5<>\"Pre\"),0,BY12*BZ12), 0)","v":0},null,{"$error":"#DIV/0!"},{"$f":"CF12+CG11","v":{"$error":"#DIV/0!"}},9]
[null,9,null,null,null,null,null,null,null,null,null,null,null,null,null,"Confidence Level:",0.8,null,null,null,null,null,null,null,null,null,null,null,null,null,null,null,null,null,null,null,null,null,null,null,null,null,null,null,null,null,null,null,null,null,null,null,null,null,null,null,null,null,null,null,null,null,null,null,null,null,null,null,null,null,26,"Backup",null,{"$f":"INDEX('Fixture Descriptions'!A:K,MATCH('Inspection Form'!H13,'Fixture Descriptions'!A:A,0),8)","v":{"$error":"#N/A"}},{"$error":"#N/A"},null,{"$error":"#N/A"},1,null,null,null,{"$f":"IFERROR(IF(AND(INDEX(Inventory!CA:CA,MATCH('Inspection Form'!B13,Inventory!B:B,0))=\"Not Qualified\",INDEX(Inventory!L:L,MATCH('Inspection Form'!B13,Inventory!B:B,0))<>\"\",$Q$5<>\"Pre\"),0,BY13*BZ13), 0)","v":0},null,{"$error":"#DIV/0!"},{"$error":"#DIV/0!"},10]
[null,10,null,null,null,null,null,null,null,null,null,null,null,null,null,"Confidence Interval:",0.2,null,null,null,null,null,null,null,null,null,null,null,null,null,null,null,null,null,null,null,null,null,null,null,null,null,null,null,null,null,null,null,null,null,null,null,null,null,null,null,null,null,null,null,null,null,null,null,null,null,null,null,null,null,17,"Primary",22,{"$f":"INDEX('Fixture Descriptions'!A:K,MATCH('Inspection Form'!H14,'Fixture Descriptions'!A:A,0),8)","v":{"$error":"#N/A"}},{"$error":"#N/A"},null,{"$error":"#N/A"},1,null,null,null,{"$f":"IFERROR(IF(AND(INDEX(Inventory!CA:CA,MATCH('Inspection Form'!B14,Inventory!B:B,0))=\"Not Qualified\",INDEX(Inventory!L:L,MATCH('Inspection Form'!B14,Inventory!B:B,0))<>\"\",$Q$5<>\"Pre\"),0,BY14*BZ14), 0)","v":0},null,{"$error":"#DIV/0!"},{"$error":"#DIV/0!"},11]
[null,11,null,null,null,null,null,null,null,null,null,null,null,null,{"$f":"IFERROR(IF(Q10=\"No\",\"\",\"Approximate sample size: \"&Y4&\" of \"&Y1),\"\")","v":""},null,null,null,null,null,null,null,null,null,null,null,null,null,null,null,null,null,null,null,null,null,null,null,null,null,null,null,null,null,null,null,null,null,null,null,null,null,null,null,null,null,null,null,null,null,null,null,null,null,null,null,null,null,null,null,22,"Backup",null,{"$f":"INDEX('Fixture Descriptions'!A:K,MATCH('Inspection Form'!H15,'Fixture Descriptions'!A:A,0),8)","v":{"$error":"#N/A"}},{"$error":"#N/A"},null,{"$error":"#N/A"},1,null,null,null,{"$f":"IFERROR(IF(AND(INDEX(Inventory!CA:CA,MATCH('Inspection Form'!B15,Inventory!B:B,0))=\"Not Qualified\",INDEX(Inventory!L:L,MATCH('Inspection Form'!B15,Inventory!B:B,0))<>\"\",$Q$5<>\"Pre\"),0,BY15*BZ15), 0)","v":0},null,{"$error":"#DIV/0!"},{"$error":"#DIV/0!"},12]
[null,12,null,null,null,null,null,null,null,null,null,null,null,null,null,null,null,null,null,null,null,null,null,null,null,null,null,null,null,null,null,null,null,null,null,null,null,null,null,null,null,null,null,null,null,null,null,null,null,null,null,null,null,null,null,null,null,null,null,null,null,null,null,null,null,null,null,null,null,null,24,"Primary",14,{"$f":"INDEX('Fixture Descriptions'!A:K,MATCH('Inspection Form'!H16,'Fixture Descriptions'!A:A,0),8)","v":{"$error":"#N/A"}},{"$error":"#N/A"},null,{"$error":"#N/A"},1,null,null,null,{"$f":"IFERROR(IF(AND(INDEX(Inventory!CA:CA,MATCH('Inspection Form'!B16,Inventory!B:B,0))=\"Not Qualified\",INDEX(Inventory!L:L,MATCH('Inspection Form'!B16,Inventory!B:B,0))<>\"\",$Q$5<>\"Pre\"),0,BY16*BZ16), 0)","v":0},null,{"$error":"#DIV/0!"},{"$error":"#DIV/0!"},13]
[null,13,null,null,null,null,null,null,null,null,null,null,null,null,null,null,null,null,null,null,null,null,null,null,null,null,null,null,null,null,null,null,null,null,null,null,null,null,null,null,null,null,null,null,null,null,null,null,null,null,null,null,null,null,null,null,null,null,null,null,null,null,null,null,null,null,null,null,null,null,14,"Backup",null,{"$f":"INDEX('Fixture Descriptions'!A:K,MATCH('Inspection Form'!H17,'Fixture Descriptions'!A:A,0),8)","v":{"$error":"#N/A"}},{"$error":"#N/A"},null,{"$error":"#N/A"},1,null,null,null,{"$f":"IFERROR(IF(AND(INDEX(Inventory!CA:CA,MATCH('Inspection Form'!B17,Inventory!B:B,0))=\"Not Qualified\",INDEX(Inventory!L:L,MATCH('Inspection Form'!B17,Inventory!B:B,0))<>\"\",$Q$5<>\"Pre\"),0,BY17*BZ17), 0)","v":0},null,{"$error":"#DIV/0!"},{"$error":"#DIV/0!"},14]
[null,14,null,null,null,null,null,null,null,null,null,null,null,null,null,null,null,null,null,null,null,null,null,null,null,null,null,null,null,null,null,null,null,null,null,null,null,null,null,null,null,null,null,null,null,null,null,null,null,null,null,null,null,null,null,null,null,null,null,null,null,null,null,null,null,null,null,null,null,null,null,null,null,{"$f":"INDEX('Fixture Descriptions'!A:K,MATCH('Inspection Form'!H18,'Fixture Descriptions'!A:A,0),8)","v":{"$error":"#N/A"}},{"$error":"#N/A"},null,0,1,null,null,null,{"$f":"IFERROR(IF(AND(INDEX(Inventory!CA:CA,MATCH('Inspection Form'!B18,Inventory!B:B,0))=\"Not Qualified\",INDEX(Inventory!L:L,MATCH('Inspection Form'!B18,Inventory!B:B,0))<>\"\",$Q$5<>\"Pre\"),0,BY18*BZ18), 0)","v":0},null,{"$error":"#DIV/0!"},{"$error":"#DIV/0!"},15]
[null,15,null,null,null,null,null,null,null,null,null,null,null,null,null,null,null,null,null,null,null,null,null,null,null,null,null,null,null,null,null,null,null,null,null,null,null,null,null,null,null,null,null,null,null,null,null,null,null,null,null,null,null,null,null,null,null,null,null,null,null,null,null,null,null,null,null,null,null,null,null,null,null,{"$f":"INDEX('Fixture Descriptions'!A:K,MATCH('Inspection Form'!H19,'Fixture Descriptions'!A:A,0),8)","v":{"$error":"#N/A"}},{"$error":"#N/A"},null,0,1,null,null,null,{"$f":"IFERROR(IF(AND(INDEX(Inventory!CA:CA,MATCH('Inspection Form'!B19,Inventory!B:B,0))=\"Not Qualified\",INDEX(Inventory!L:L,MATCH('Inspection Form'!B19,Inventory!B:B,0))<>\"\",$Q$5<>\"Pre\"),0,BY19*BZ19), 0)","v":0},null,{"$error":"#DIV/0!"},{"$error":"#DIV/0!"},16]
[null,16,null,null,null,null,null,null,null,null,null,null,null,null,null,null,null,null,null,null,null,null,null,null,null,null,null,null,null,null,null,null,null,null,null,null,null,null,null,null,null,null,null,null,null,null,null,null,null,null,null,null,null,null,null,null,null,null,null,null,null,null,null,null,null,null,null,null,null,null,null,null,null,{"$f":"INDEX('Fixture Descriptions'!A:K,MATCH('Inspection Form'!H20,'Fixture Descriptions'!A:A,0),8)","v":{"$error":"#N/A"}},{"$error":"#N/A"},null,{"$error":"#N/A"},1,null,null,null,{"$f":"IFERROR(IF(AND(INDEX(Inventory!CA:CA,MATCH('Inspection Form'!B20,Inventory!B:B,0))=\"Not Qualified\",INDEX(Inventory!L:L,MATCH('Inspection Form'!B20,Inventory!B:B,0))<>\"\",$Q$5<>\"Pre\"),0,BY20*BZ20), 0)","v":0},null,{"$error":"#DIV/0!"},{"$error":"#DIV/0!"},17]
[null,17,null,null,null,null,null,null,null,null,null,null,null,null,null,null,null,null,null,null,null,null,null,null,null,null,null,null,null,null,null,null,null,null,null,null,null,null,null,null,null,null,null,null,null,null,null,null,null,null,null,null,null,null,null,null,null,null,null,null,null,null,null,null,null,null,null,null,null,null,null,null,null,{"$f":"INDEX('Fixture Descriptions'!A:K,MATCH('Inspection Form'!H21,'Fixture Descriptions'!A:A,0),8)","v":{"$error":"#N/A"}},{"$error":"#N/A"},null,0,1,null,null,null,{"$f":"IFERROR(IF(AND(INDEX(Inventory!CA:CA,MATCH('Inspection Form'!B21,Inventory!B:B,0))=\"Not Qualified\",INDEX(Inventory!L:L,MATCH('Inspection Form'!B21,Inventory!B:B,0))<>\"\",$Q$5<>\"Pre\"),0,BY21*BZ21), 0)","v":0},null,{"$error":"#DIV/0!"},{"$error":"#DIV/0!"},18]
[null,18,null,null,null,null,null,null,null,null,null,null,null,null,null,null,null,null,null,null,null,null,null,null,null,null,null,null,null,null,null,null,null,null,null,null,null,null,null,null,null,null,null,null,null,null,null,null,null,null,null,null,null,null,null,null,null,null,null,null,null,null,null,null,null,null,null,null,null,null,null,null,null,{"$f":"INDEX('Fixture Descriptions'!A:K,MATCH('Inspection Form'!H22,'Fixture Descriptions'!A:A,0),8)","v":{"$error":"#N/A"}},{"$error":"#N/A"},null,{"$error":"#N/A"},1,null,null,null,{"$f":"IFERROR(IF(AND(INDEX(Inventory!CA:CA,MATCH('Inspection Form'!B22,Inventory!B:B,0))=\"Not Qualified\",INDEX(Inventory!L:L,MATCH('Inspection Form'!B22,Inventory!B:B,0))<>\"\",$Q$5<>\"Pre\"),0,BY22*BZ22), 0)","v":0},null,{"$error":"#DIV/0!"},{"$error":"#DIV/0!"},19]
[null,19,null,null,null,null,null,null,null,null,null,null,null,null,null,null,null,null,null,null,null,null,null,null,null,null,null,null,null,null,null,null,null,null,null,null,null,null,null,null,null,null,null,null,null,null,null,null,null,null,null,null,null,null,null,null,null,null,null,null,null,null,null,null,null,null,null,null,null,null,null,null,null,{"$f":"INDEX('Fixture Descriptions'!A:K,MATCH('Inspection Form'!H23,'Fixture Descriptions'!A:A,0),8)","v":{"$error":"#N/A"}},{"$error":"#N/A"},null,{"$error":"#N/A"},1,null,null,null,{"$f":"IFERROR(IF(AND(INDEX(Inventory!CA:CA,MATCH('Inspection Form'!B23,Inventory!B:B,0))=\"Not Qualified\",INDEX(Inventory!L:L,MATCH('Inspection Form'!B23,Inventory!B:B,0))<>\"\",$Q$5<>\"Pre\"),0,BY23*BZ23), 0)","v":0},null,{"$error":"#DIV/0!"},{"$error":"#DIV/0!"},20]
[null,20,null,null,null,null,null,null,null,null,null,null,null,null,null,null,null,null,null,null,null,null,null,null,null,null,null,null,null,null,null,null,null,null,null,null,null,null,null,null,null,null,null,null,null,null,null,null,null,null,null,null,null,null,null,null,null,null,null,null,null,null,null,null,null,null,null,null,null,null,null,null,null,{"$f":"INDEX('Fixture Descriptions'!A:K,MATCH('Inspection Form'!H24,'Fixture Descriptions'!A:A,0),8)","v":{"$error":"#N/A"}},{"$error":"#N/A"},null,{"$error":"#N/A"},1,null,null,null,{"$f":"IFERROR(IF(AND(INDEX(Inventory!CA:CA,MATCH('Inspection Form'!B24,Inventory!B:B,0))=\"Not Qualified\",INDEX(Inventory!L:L,MATCH('Inspection Form'!B24,Inventory!B:B,0))<>\"\",$Q$5<>\"Pre\"),0,BY24*BZ24), 0)","v":0},null,{"$error":"#DIV/0!"},{"$error":"#DIV/0!"},21]
[null,21,null,null,null,null,null,null,null,null,null,null,null,null,null,"Instructions:",null,null,null,null,null,null,null,null,null,null,null,null,null,null,null,null,null,null,null,null,null,null,null,null,null,null,null,null,null,null,null,null,null,null,null,null,null,null,null,null,null,null,null,null,null,null,null,null,null,null,null,null,null,null,null,null,null,{"$f":"INDEX('Fixture Descriptions'!A:K,MATCH('Inspection Form'!H25,'Fixture Descriptions'!A:A,0),8)","v":{"$error":"#N/A"}},{"$error":"#N/A"},null,{"$error":"#N/A"},1,null,null,null,{"$f":"IFERROR(IF(AND(INDEX(Inventory!CA:CA,MATCH('Inspection Form'!B25,Inventory!B:B,0))=\"Not Qualified\",INDEX(Inventory!L:L,MATCH('Inspection Form'!B25,Inventory!B:B,0))<>\"\",$Q$5<>\"Pre\"),0,BY25*BZ25), 0)","v":0},null,{"$error":"#DIV/0!"},{"$error":"#DIV/0!"},22]
[null,22,null,null,null,null,null,null,null,null,null,null,null,null,"1.","Choose Inspection Type.",null,null,null,null,null,null,null,null,null,null,null,null,null,null,null,null,null,null,null,null,null,null,null,null,null,null,null,null,null,null,null,null,null,null,null,null,null,null,null,null,null,null,null,null,null,null,null,null,null,null,null,null,null,null,null,null,null,{"$f":"INDEX('Fixture Descriptions'!A:K,MATCH('Inspection Form'!H26,'Fixture Descriptions'!A:A,0),8)","v":{"$error":"#N/A"}},{"$error":"#N/A"},null,0,1,null,null,null,{"$f":"IFERROR(IF(AND(INDEX(Inventory!CA:CA,MATCH('Inspection Form'!B26,Inventory!B:B,0))=\"Not Qualified\",INDEX(Inventory!L:L,MATCH('Inspection Form'!B26,Inventory!B:B,0))<>\"\",$Q$5<>\"Pre\"),0,BY26*BZ26), 0)","v":0},null,{"$error":"#DIV/0!"},{"$error":"#DIV/0!"},23]
[null,23,null,null,null,null,null,null,null,null,null,null,null,null,"2.","Choose if you would like a random inspection sample included in the report.",null,null,null,null,null,null,null,null,null,null,null,null,null,null,null,null,null,null,null,null,null,null,null,null,null,null,null,null,null,null,null,null,null,null,null,null,null,null,null,null,null,null,null,null,null,null,null,null,null,null,null,null,null,null,null,null,null,{"$f":"INDEX('Fixture Descriptions'!A:K,MATCH('Inspection Form'!H27,'Fixture Descriptions'!A:A,0),8)","v":{"$error":"#N/A"}},{"$error":"#N/A"},null,{"$error":"#N/A"},1,null,null,null,{"$f":"IFERROR(IF(AND(INDEX(Inventory!CA:CA,MATCH('Inspection Form'!B27,Inventory!B:B,0))=\"Not Qualified\",INDEX(Inventory!L:L,MATCH('Inspection Form'!B27,Inventory!B:B,0))<>\"\",$Q$5<>\"Pre\"),0,BY27*BZ27), 0)","v":0},null,{"$error":"#DIV/0!"},{"$error":"#DIV/0!"},24]
[null,24,null,null,null,null,null,null,null,null,null,null,null,null,null,null,null,null,null,null,null,null,null,null,null,null,null,null,null,null,null,null,null,null,null,null,null,null,null,null,null,null,null,null,null,null,null,null,null,null,null,null,null,null,null,null,null,null,null,null,null,null,null,null,null,null,null,null,null,null,null,null,null,{"$f":"INDEX('Fixture Descriptions'!A:K,MATCH('Inspection Form'!H28,'Fixture Descriptions'!A:A,0),8)","v":{"$error":"#N/A"}},{"$error":"#N/A"},null,0,1,null,null,null,{"$f":"IFERROR(IF(AND(INDEX(Inventory!CA:CA,MATCH('Inspection Form'!B28,Inventory!B:B,0))=\"Not Qualified\",INDEX(Inventory!L:L,MATCH('Inspection Form'!B28,Inventory!B:B,0))<>\"\",$Q$5<>\"Pre\"),0,BY28*BZ28), 0)","v":0},null,{"$error":"#DIV/0!"},{"$error":"#DIV/0!"},25]
[null,25,null,null,null,null,null,null,null,null,null,null,null,null,"3.","If you choose to perform a random sample, select a confidence level and confidence interval (definitions below).",null,null,null,null,null,null,null,null,null,null,null,null,null,null,null,null,null,null,null,null,null,null,null,null,null,null,null,null,null,null,null,null,null,null,null,null,null,null,null,null,null,null,null,null,null,null,null,null,null,null,null,null,null,null,null,null,null,{"$f":"INDEX('Fixture Descriptions'!A:K,MATCH('Inspection Form'!H29,'Fixture Descriptions'!A:A,0),8)","v":{"$error":"#N/A"}},{"$error":"#N/A"},null,{"$error":"#N/A"},1,null,null,null,{"$f":"IFERROR(IF(AND(INDEX(Inventory!CA:CA,MATCH('Inspection Form'!B29,Inventory!B:B,0))=\"Not Qualified\",INDEX(Inventory!L:L,MATCH('Inspection Form'!B29,Inventory!B:B,0))<>\"\",$Q$5<>\"Pre\"),0,BY29*BZ29), 0)","v":0},null,{"$error":"#DIV/0!"},{"$error":"#DIV/0!"},26]
[null,26,null,null,null,null,null,null,null,null,null,null,null,null,null,null,null,null,null,null,null,null,null,null,null,null,null,null,null,null,null,null,null,null,null,null,null,null,null,null,null,null,null,null,null,null,null,null,null,null,null,null,null,null,null,null,null,null,null,null,null,null,null,null,null,null,null,null,null,null,null,null,null,{"$f":"INDEX('Fixture Descriptions'!A:K,MATCH('Inspection Form'!H30,'Fixture Descriptions'!A:A,0),8)","v":{"$error":"#N/A"}},{"$error":"#N/A"},null,0,1,null,null,null,{"$f":"IFERROR(IF(AND(INDEX(Inventory!CA:CA,MATCH('Inspection Form'!B30,Inventory!B:B,0))=\"Not Qualified\",INDEX(Inventory!L:L,MATCH('Inspection Form'!B30,Inventory!B:B,0))<>\"\",$Q$5<>\"Pre\"),0,BY30*BZ30), 0)","v":0},null,{"$error":"#DIV/0!"},{"$error":"#DIV/0!"},27]
[null,27,null,null,null,null,null,null,null,null,null,null,null,null,null,null,null,null,null,null,null,null,null,null,null,null,null,null,null,null,null,null,null,null,null,null,null,null,null,null,null,null,null,null,null,null,null,null,null,null,null,null,null,null,null,null,null,null,null,null,null,null,null,null,null,null,null,null,null,null,null,null,null,{"$f":"INDEX('Fixture Descriptions'!A:K,MATCH('Inspection Form'!H31,'Fixture Descriptions'!A:A,0),8)","v":{"$error":"#N/A"}},{"$error":"#N/A"},null,{"$error":"#N/A"},1,null,null,null,{"$f":"IFERROR(IF(AND(INDEX(Inventory!CA:CA,MATCH('Inspection Form'!B31,Inventory!B:B,0))=\"Not Qualified\",INDEX(Inventory!L:L,MATCH('Inspection Form'!B31,Inventory!B:B,0))<>\"\",$Q$5<>\"Pre\"),0,BY31*BZ31), 0)","v":0},null,{"$error":"#DIV/0!"},{"$error":"#DIV/0!"},28]
[null,28,null,null,null,null,null,null,null,null,null,null,null,null,"4. ","Click the red button to generate the field inspection form in pdf format.",null,null,null,null,null,null,null,null,null,null,null,null,null,null,null,null,null,null,null,null,null,null,null,null,null,null,null,null,null,null,null,null,null,null,null,null,null,null,null,null,null,null,null,null,null,null,null,null,null,null,null,null,null,null,null,null,null,{"$f":"INDEX('Fixture Descriptions'!A:K,MATCH('Inspection Form'!H32,'Fixture Descriptions'!A:A,0),8)","v":{"$error":"#N/A"}},{"$error":"#N/A"},null,{"$error":"#N/A"},1,null,null,null,{"$f":"IFERROR(IF(AND(INDEX(Inventory!CA:CA,MATCH('Inspection Form'!B32,Inventory!B:B,0))=\"Not Qualified\",INDEX(Inventory!L:L,MATCH('Inspection Form'!B32,Inventory!B:B,0))<>\"\",$Q$5<>\"Pre\"),0,BY32*BZ32), 0)","v":0},null,{"$error":"#DIV/0!"},{"$error":"#DIV/0!"},29]
[null,29,null,null,null,null,null,null,null,null,null,null,null,null,null,null,null,null,null,null,null,null,null,null,null,null,null,null,null,null,null,null,null,null,null,null,null,null,null,null,null,null,null,null,null,null,null,null,null,null,null,null,null,null,null,null,null,null,null,null,null,null,null,null,null,null,null,null,null,null,null,null,null,{"$f":"INDEX('Fixture Descriptions'!A:K,MATCH('Inspection Form'!H33,'Fixture Descriptions'!A:A,0),8)","v":{"$error":"#N/A"}},{"$error":"#N/A"},null,{"$error":"#N/A"},1,null,null,null,{"$f":"IFERROR(IF(AND(INDEX(Inventory!CA:CA,MATCH('Inspection Form'!B33,Inventory!B:B,0))=\"Not Qualified\",INDEX(Inventory!L:L,MATCH('Inspection Form'!B33,Inventory!B:B,0))<>\"\",$Q$5<>\"Pre\"),0,BY33*BZ33), 0)","v":0},null,{"$error":"#DIV/0!"},{"$error":"#DIV/0!"},30]
[null,30,null,null,null,null,null,null,null,null,null,null,null,null,"5. ","If a random sample is to be used, all red lines require field inspection. If a red line is unable to be inspected, proceed to the indicated backup line.",null,null,null,null,null,null,null,null,null,null,null,null,null,null,null,null,null,null,null,null,null,null,null,null,null,null,null,null,null,null,null,null,null,null,null,null,null,null,null,null,null,null,null,null,null,null,null,null,null,null,null,null,null,null,null,null,null,{"$f":"INDEX('Fixture Descriptions'!A:K,MATCH('Inspection Form'!H34,'Fixture Descriptions'!A:A,0),8)","v":{"$error":"#N/A"}},{"$error":"#N/A"},null,0,1,null,null,null,{"$f":"IFERROR(IF(AND(INDEX(Inventory!CA:CA,MATCH('Inspection Form'!B34,Inventory!B:B,0))=\"Not Qualified\",INDEX(Inventory!L:L,MATCH('Inspection Form'!B34,Inventory!B:B,0))<>\"\",$Q$5<>\"Pre\"),0,BY34*BZ34), 0)","v":0},null,{"$error":"#DIV/0!"},{"$error":"#DIV/0!"},31]
[null,31,null,null,null,null,null,null,null,null,null,null,null,null,null,null,null,null,null,null,null,null,null,null,null,null,null,null,null,null,null,null,null,null,null,null,null,null,null,null,null,null,null,null,null,null,null,null,null,null,null,null,null,null,null,null,null,null,null,null,null,null,null,null,null,null,null,null,null,null,null,null,null,{"$f":"INDEX('Fixture Descriptions'!A:K,MATCH('Inspection Form'!H35,'Fixture Descriptions'!A:A,0),8)","v":{"$error":"#N/A"}},{"$error":"#N/A"},null,0,1,null,null,null,{"$f":"IFERROR(IF(AND(INDEX(Inventory!CA:CA,MATCH('Inspection Form'!B35,Inventory!B:B,0))=\"Not Qualified\",INDEX(Inventory!L:L,MATCH('Inspection Form'!B35,Inventory!B:B,0))<>\"\",$Q$5<>\"Pre\"),0,BY35*BZ35), 0)","v":0},null,{"$error":"#DIV/0!"},{"$error":"#DIV/0!"},32]
[null,32,null,null,null,null,null,null,null,null,null,null,null,null,null,null,null,null,null,null,null,null,null,null,null,null,null,null,null,null,null,null,null,null,null,null,null,null,null,null,null,null,null,null,null,null,null,null,null,null,null,null,null,null,null,null,null,null,null,null,null,null,null,null,null,null,null,null,null,null,null,null,null,{"$f":"INDEX('Fixture Descriptions'!A:K,MATCH('Inspection Form'!H36,'Fixture Descriptions'!A:A,0),8)","v":{"$error":"#N/A"}},{"$error":"#N/A"},null,{"$error":"#N/A"},1,null,null,null,{"$f":"IFERROR(IF(AND(INDEX(Inventory!CA:CA,MATCH('Inspection Form'!B36,Inventory!B:B,0))=\"Not Qualified\",INDEX(Inventory!L:L,MATCH('Inspection Form'!B36,Inventory!B:B,0))<>\"\",$Q$5<>\"Pre\"),0,BY36*BZ36), 0)","v":0},null,{"$error":"#DIV/0!"},{"$error":"#DIV/0!"},33]
[null,33,null,null,null,null,null,null,null,null,null,null,null,null,null,null,null,null,null,null,null,null,null,null,null,null,null,null,null,null,null,null,null,null,null,null,null,null,null,null,null,null,null,null,null,null,null,null,null,null,null,null,null,null,null,null,null,null,null,null,null,null,null,null,null,null,null,null,null,null,null,null,null,{"$f":"INDEX('Fixture Descriptions'!A:K,MATCH('Inspection Form'!H37,'Fixture Descriptions'!A:A,0),8)","v":{"$error":"#N/A"}},{"$error":"#N/A"},null,0,1,null,null,null,{"$f":"IFERROR(IF(AND(INDEX(Inventory!CA:CA,MATCH('Inspection Form'!B37,Inventory!B:B,0))=\"Not Qualified\",INDEX(Inventory!L:L,MATCH('Inspection Form'!B37,Inventory!B:B,0))<>\"\",$Q$5<>\"Pre\"),0,BY37*BZ37), 0)","v":0},null,{"$f":"CD37/$CE$5","v":{"$error":"#DIV/0!"}},{"$error":"#DIV/0!"},34]
[null,34,null,null,null,null,null,null,null,null,null,null,null,null,null,null,null,null,null,null,null,null,null,null,null,null,null,null,null,null,null,null,null,null,null,null,null,null,null,null,null,null,null,null,null,null,null,null,null,null,null,null,null,null,null,null,null,null,null,null,null,null,null,null,null,null,null,null,null,null,null,null,null,{"$f":"INDEX('Fixture Descriptions'!A:K,MATCH('Inspection Form'!H38,'Fixture Descriptions'!A:A,0),8)","v":{"$error":"#N/A"}},{"$error":"#N/A"},null,{"$error":"#N/A"},1,null,null,null,{"$f":"IFERROR(IF(AND(INDEX(Inventory!CA:CA,MATCH('Inspection Form'!B38,Inventory!B:B,0))=\"Not Qualified\",INDEX(Inventory!L:L,MATCH('Inspection Form'!B38,Inventory!B:B,0))<>\"\",$Q$5<>\"Pre\"),0,BY38*BZ38), 0)","v":0},null,{"$error":"#DIV/0!"},{"$error":"#DIV/0!"},35]
[null,35,null,null,null,null,null,null,null,null,null,null,null,null,null,null,null,null,null,null,null,null,null,null,null,null,null,null,null,null,null,null,null,null,null,null,null,null,null,null,null,null,null,null,null,null,null,null,null,null,null,null,null,null,null,null,null,null,null,null,null,null,null,null,null,null,null,null,null,null,null,null,null,{"$f":"INDEX('Fixture Descriptions'!A:K,MATCH('Inspection Form'!H39,'Fixture Descriptions'!A:A,0),8)","v":{"$error":"#N/A"}},{"$error":"#N/A"},null,{"$error":"#N/A"},1,null,null,null,{"$f":"IFERROR(IF(AND(INDEX(Inventory!CA:CA,MATCH('Inspection Form'!B39,Inventory!B:B,0))=\"Not Qualified\",INDEX(Inventory!L:L,MATCH('Inspection Form'!B39,Inventory!B:B,0))<>\"\",$Q$5<>\"Pre\"),0,BY39*BZ39), 0)","v":0},null,{"$error":"#DIV/0!"},{"$error":"#DIV/0!"},36]
[null,36,null,null,null,null,null,null,null,null,null,null,null,null,null,null,null,null,null,null,null,null,null,null,null,null,null,null,null,null,null,null,null,null,null,null,null,null,null,null,null,null,null,null,null,null,null,null,null,null,null,null,null,null,null,null,null,null,null,null,null,null,null,null,null,null,null,null,null,null,null,null,null,{"$f":"INDEX('Fixture Descriptions'!A:K,MATCH('Inspection Form'!H40,'Fixture Descriptions'!A:A,0),8)","v":{"$error":"#N/A"}},{"$error":"#N/A"},null,{"$error":"#N/A"},1,null,null,null,{"$f":"IFERROR(IF(AND(INDEX(Inventory!CA:CA,MATCH('Inspection Form'!B40,Inventory!B:B,0))=\"Not Qualified\",INDEX(Inventory!L:L,MATCH('Inspection Form'!B40,Inventory!B:B,0))<>\"\",$Q$5<>\"Pre\"),0,BY40*BZ40), 0)","v":0},null,{"$error":"#DIV/0!"},{"$error":"#DIV/0!"},37]
[null,37,null,null,null,null,null,null,null,null,null,null,null,null,"The confidence level of an interval estimate of a parameter is the probability that the interval estimate will contain the parameter. It tells you how sure you can be that the random sample represents the entire population. The minimum default value is 80%.",null,null,null,null,null,null,null,null,null,null,null,null,null,null,null,null,null,null,null,null,null,null,null,null,null,null,null,null,null,null,null,null,null,null,null,null,null,null,null,null,null,null,null,null,null,null,null,null,null,null,null,null,null,null,null,null,null,null,{"$f":"INDEX('Fixture Descriptions'!A:K,MATCH('Inspection Form'!H41,'Fixture Descriptions'!A:A,0),8)","v":{"$error":"#N/A"}},{"$error":"#N/A"},null,{"$error":"#N/A"},1,null,null,null,{"$f":"IFERROR(IF(AND(INDEX(Inventory!CA:CA,MATCH('Inspection Form'!B41,Inventory!B:B,0))=\"Not Qualified\",INDEX(Inventory!L:L,MATCH('Inspection Form'!B41,Inventory!B:B,0))<>\"\",$Q$5<>\"Pre\"),0,BY41*BZ41), 0)","v":0},null,{"$error":"#DIV/0!"},{"$error":"#DIV/0!"},38]
[null,38,null,null,null,null,null,null,null,null,null,null,null,null,null,null,null,null,null,null,null,null,null,null,null,null,null,null,null,null,null,null,null,null,null,null,null,null,null,null,null,null,null,null,null,null,null,null,null,null,null,null,null,null,null,null,null,null,null,null,null,null,null,null,null,null,null,null,null,null,null,null,null,{"$f":"INDEX('Fixture Descriptions'!A:K,MATCH('Inspection Form'!H42,'Fixture Descriptions'!A:A,0),8)","v":{"$error":"#N/A"}},{"$error":"#N/A"},null,{"$error":"#N/A"},1,null,null,null,{"$f":"IFERROR(IF(AND(INDEX(Inventory!CA:CA,MATCH('Inspection Form'!B42,Inventory!B:B,0))=\"Not Qualified\",INDEX(Inventory!L:L,MATCH('Inspection Form'!B42,Inventory!B:B,0))<>\"\",$Q$5<>\"Pre\"),0,BY42*BZ42), 0)","v":0},null,{"$error":"#DIV/0!"},{"$error":"#DIV/0!"},39]
[null,39,null,null,null,null,null,null,null,null,null,null,null,null,null,null,null,null,null,null,null,null,null,null,null,null,null,null,null,null,null,null,null,null,null,null,null,null,null,null,null,null,null,null,null,null,null,null,null,null,null,null,null,null,null,null,null,null,null,null,null,null,null,null,null,null,null,null,null,null,null,null,null,{"$f":"INDEX('Fixture Descriptions'!A:K,MATCH('Inspection Form'!H43,'Fixture Descriptions'!A:A,0),8)","v":{"$error":"#N/A"}},{"$error":"#N/A"},null,{"$error":"#N/A"},1,null,null,null,{"$f":"IFERROR(IF(AND(INDEX(Inventory!CA:CA,MATCH('Inspection Form'!B43,Inventory!B:B,0))=\"Not Qualified\",INDEX(Inventory!L:L,MATCH('Inspection Form'!B43,Inventory!B:B,0))<>\"\",$Q$5<>\"Pre\"),0,BY43*BZ43), 0)","v":0},null,{"$error":"#DIV/0!"},{"$error":"#DIV/0!"},40]
[null,40,null,null,null,null,null,null,null,null,null,null,null,null,null,null,null,null,null,null,null,null,null,null,null,null,null,null,null,null,null,null,null,null,null,null,null,null,null,null,null,null,null,null,null,null,null,null,null,null,null,null,null,null,null,null,null,null,null,null,null,null,null,null,null,null,null,null,null,null,null,null,null,{"$f":"INDEX('Fixture Descriptions'!A:K,MATCH('Inspection Form'!H44,'Fixture Descriptions'!A:A,0),8)","v":{"$error":"#N/A"}},{"$error":"#N/A"},null,{"$error":"#N/A"},1,null,null,null,{"$f":"IFERROR(IF(AND(INDEX(Inventory!CA:CA,MATCH('Inspection Form'!B44,Inventory!B:B,0))=\"Not Qualified\",INDEX(Inventory!L:L,MATCH('Inspection Form'!B44,Inventory!B:B,0))<>\"\",$Q$5<>\"Pre\"),0,BY44*BZ44), 0)","v":0},null,{"$error":"#DIV/0!"},{"$error":"#DIV/0!"},41]
[null,41,null,null,null,null,null,null,null,null,null,null,null,null,null,null,null,null,null,null,null,null,null,null,null,null,null,null,null,null,null,null,null,null,null,null,null,null,null,null,null,null,null,null,null,null,null,null,null,null,null,null,null,null,null,null,null,null,null,null,null,null,null,null,null,null,null,null,null,null,null,null,null,{"$f":"INDEX('Fixture Descriptions'!A:K,MATCH('Inspection Form'!H45,'Fixture Descriptions'!A:A,0),8)","v":{"$error":"#N/A"}},{"$error":"#N/A"},null,{"$error":"#N/A"},1,null,null,null,{"$f":"IFERROR(IF(AND(INDEX(Inventory!CA:CA,MATCH('Inspection Form'!B45,Inventory!B:B,0))=\"Not Qualified\",INDEX(Inventory!L:L,MATCH('Inspection Form'!B45,Inventory!B:B,0))<>\"\",$Q$5<>\"Pre\"),0,BY45*BZ45), 0)","v":0},null,{"$error":"#DIV/0!"},{"$error":"#DIV/0!"},42]
[null,42,null,null,null,null,null,null,null,null,null,null,null,null,null,null,null,null,null,null,null,null,null,null,null,null,null,null,null,null,null,null,null,null,null,null,null,null,null,null,null,null,null,null,null,null,null,null,null,null,null,null,null,null,null,null,null,null,null,null,null,null,null,null,null,null,null,null,null,null,null,null,null,{"$f":"INDEX('Fixture Descriptions'!A:K,MATCH('Inspection Form'!H46,'Fixture Descriptions'!A:A,0),8)","v":{"$error":"#N/A"}},{"$error":"#N/A"},null,{"$error":"#N/A"},1,null,null,null,{"$f":"IFERROR(IF(AND(INDEX(Inventory!CA:CA,MATCH('Inspection Form'!B46,Inventory!B:B,0))=\"Not Qualified\",INDEX(Inventory!L:L,MATCH('Inspection Form'!B46,Inventory!B:B,0))<>\"\",$Q$5<>\"Pre\"),0,BY46*BZ46), 0)","v":0},null,{"$error":"#DIV/0!"},{"$error":"#DIV/0!"},43]
[null,43,null,null,null,null,null,null,null,null,null,null,null,null,null,null,null,null,null,null,null,null,null,null,null,null,null,null,null,null,null,null,null,null,null,null,null,null,null,null,null,null,null,null,null,null,null,null,null,null,null,null,null,null,null,null,null,null,null,null,null,null,null,null,null,null,null,null,null,null,null,null,null,{"$f":"INDEX('Fixture Descriptions'!A:K,MATCH('Inspection Form'!H47,'Fixture Descriptions'!A:A,0),8)","v":{"$error":"#N/A"}},{"$error":"#N/A"},null,{"$error":"#N/A"},1,null,null,null,{"$f":"IFERROR(IF(AND(INDEX(Inventory!CA:CA,MATCH('Inspection Form'!B47,Inventory!B:B,0))=\"Not Qualified\",INDEX(Inventory!L:L,MATCH('Inspection Form'!B47,Inventory!B:B,0))<>\"\",$Q$5<>\"Pre\"),0,BY47*BZ47), 0)","v":0},null,{"$error":"#DIV/0!"},{"$error":"#DIV/0!"},44]
[null,44,null,null,null,null,null,null,null,null,null,null,null,null,"The confidence interval gives an estimated range of values which is likely to include an unknown population parameter, the estimated range being calculated from a given set of sample data. For example, if you use a confidence interval of 20 and 47% percent of your random sample fails the inspection process, you can be \"sure\" that if you had inspected the entire population, between 27% (47-20) and 67% (47+20) would have failed as well. The maximum default value is 20%.",null,null,null,null,null,null,null,null,null,null,null,null,null,null,null,null,null,null,null,null,null,null,null,null,null,null,null,null,null,null,null,null,null,null,null,null,null,null,null,null,null,null,null,null,null,null,null,null,null,null,null,null,null,null,null,null,null,null,{"$f":"INDEX('Fixture Descriptions'!A:K,MATCH('Inspection Form'!H48,'Fixture Descriptions'!A:A,0),8)","v":{"$error":"#N/A"}},{"$error":"#N/A"},null,{"$error":"#N/A"},1,null,null,null,{"$f":"IFERROR(IF(AND(INDEX(Inventory!CA:CA,MATCH('Inspection Form'!B48,Inventory!B:B,0))=\"Not Qualified\",INDEX(Inventory!L:L,MATCH('Inspection Form'!B48,Inventory!B:B,0))<>\"\",$Q$5<>\"Pre\"),0,BY48*BZ48), 0)","v":0},null,{"$error":"#DIV/0!"},{"$error":"#DIV/0!"},45]
[null,45,null,null,null,null,null,null,null,null,null,null,null,null,null,null,null,null,null,null,null,null,null,null,null,null,null,null,null,null,null,null,null,null,null,null,null,null,null,null,null,null,null,null,null,null,null,null,null,null,null,null,null,null,null,null,null,null,null,null,null,null,null,null,null,null,null,null,null,null,null,null,null,{"$f":"INDEX('Fixture Descriptions'!A:K,MATCH('Inspection Form'!H49,'Fixture Descriptions'!A:A,0),8)","v":{"$error":"#N/A"}},{"$error":"#N/A"},null,{"$error":"#N/A"},1,null,null,null,{"$f":"IFERROR(IF(AND(INDEX(Inventory!CA:CA,MATCH('Inspection Form'!B49,Inventory!B:B,0))=\"Not Qualified\",INDEX(Inventory!L:L,MATCH('Inspection Form'!B49,Inventory!B:B,0))<>\"\",$Q$5<>\"Pre\"),0,BY49*BZ49), 0)","v":0},null,{"$error":"#DIV/0!"},{"$error":"#DIV/0!"},46]
[null,46,null,null,null,null,null,null,null,null,null,null,null,null,null,null,null,null,null,null,null,null,null,null,null,null,null,null,null,null,null,null,null,null,null,null,null,null,null,null,null,null,null,null,null,null,null,null,null,null,null,null,null,null,null,null,null,null,null,null,null,null,null,null,null,null,null,null,null,null,null,null,null,{"$f":"INDEX('Fixture Descriptions'!A:K,MATCH('Inspection Form'!H50,'Fixture Descriptions'!A:A,0),8)","v":{"$error":"#N/A"}},{"$error":"#N/A"},null,{"$error":"#N/A"},1,null,null,null,{"$f":"IFERROR(IF(AND(INDEX(Inventory!CA:CA,MATCH('Inspection Form'!B50,Inventory!B:B,0))=\"Not Qualified\",INDEX(Inventory!L:L,MATCH('Inspection Form'!B50,Inventory!B:B,0))<>\"\",$Q$5<>\"Pre\"),0,BY50*BZ50), 0)","v":0},null,{"$error":"#DIV/0!"},{"$error":"#DIV/0!"},47]
[null,47,null,null,null,null,null,null,null,null,null,null,null,null,null,null,null,null,null,null,null,null,null,null,null,null,null,null,null,null,null,null,null,null,null,null,null,null,null,null,null,null,null,null,null,null,null,null,null,null,null,null,null,null,null,null,null,null,null,null,null,null,null,null,null,null,null,null,null,null,null,null,null,{"$f":"INDEX('Fixture Descriptions'!A:K,MATCH('Inspection Form'!H51,'Fixture Descriptions'!A:A,0),8)","v":{"$error":"#N/A"}},{"$error":"#N/A"},null,{"$error":"#N/A"},1,null,null,null,{"$f":"IFERROR(IF(AND(INDEX(Inventory!CA:CA,MATCH('Inspection Form'!B51,Inventory!B:B,0))=\"Not Qualified\",INDEX(Inventory!L:L,MATCH('Inspection Form'!B51,Inventory!B:B,0))<>\"\",$Q$5<>\"Pre\"),0,BY51*BZ51), 0)","v":0},null,{"$error":"#DIV/0!"},{"$error":"#DIV/0!"},48]
[null,48,null,null,null,null,null,null,null,null,null,null,null,null,null,null,null,null,null,null,null,null,null,null,null,null,null,null,null,null,null,null,null,null,null,null,null,null,null,null,null,null,null,null,null,null,null,null,null,null,null,null,null,null,null,null,null,null,null,null,null,null,null,null,null,null,null,null,null,null,null,null,null,{"$f":"INDEX('Fixture Descriptions'!A:K,MATCH('Inspection Form'!H52,'Fixture Descriptions'!A:A,0),8)","v":{"$error":"#N/A"}},{"$error":"#N/A"},null,{"$error":"#N/A"},1,null,null,null,{"$f":"IFERROR(IF(AND(INDEX(Inventory!CA:CA,MATCH('Inspection Form'!B52,Inventory!B:B,0))=\"Not Qualified\",INDEX(Inventory!L:L,MATCH('Inspection Form'!B52,Inventory!B:B,0))<>\"\",$Q$5<>\"Pre\"),0,BY52*BZ52), 0)","v":0},null,{"$error":"#DIV/0!"},{"$error":"#DIV/0!"},49]
[null,49,null,null,null,null,null,null,null,null,null,null,null,null,null,null,null,null,null,null,null,null,null,null,null,null,null,null,null,null,null,null,null,null,null,null,null,null,null,null,null,null,null,null,null,null,null,null,null,null,null,null,null,null,null,null,null,null,null,null,null,null,null,null,null,null,null,null,null,null,null,null,null,{"$f":"INDEX('Fixture Descriptions'!A:K,MATCH('Inspection Form'!H53,'Fixture Descriptions'!A:A,0),8)","v":{"$error":"#N/A"}},{"$error":"#N/A"},null,{"$error":"#N/A"},1,null,null,null,{"$f":"IFERROR(IF(AND(INDEX(Inventory!CA:CA,MATCH('Inspection Form'!B53,Inventory!B:B,0))=\"Not Qualified\",INDEX(Inventory!L:L,MATCH('Inspection Form'!B53,Inventory!B:B,0))<>\"\",$Q$5<>\"Pre\"),0,BY53*BZ53), 0)","v":0},null,{"$error":"#DIV/0!"},{"$error":"#DIV/0!"},50]
[null,50,null,null,null,null,null,null,null,null,null,null,null,null,null,null,null,null,null,null,null,null,null,null,null,null,null,null,null,null,null,null,null,null,null,null,null,null,null,null,null,null,null,null,null,null,null,null,null,null,null,null,null,null,null,null,null,null,null,null,null,null,null,null,null,null,null,null,null,null,null,null,null,{"$f":"INDEX('Fixture Descriptions'!A:K,MATCH('Inspection Form'!H54,'Fixture Descriptions'!A:A,0),8)","v":{"$error":"#N/A"}},{"$error":"#N/A"},null,{"$error":"#N/A"},1,null,null,null,{"$f":"IFERROR(IF(AND(INDEX(Inventory!CA:CA,MATCH('Inspection Form'!B54,Inventory!B:B,0))=\"Not Qualified\",INDEX(Inventory!L:L,MATCH('Inspection Form'!B54,Inventory!B:B,0))<>\"\",$Q$5<>\"Pre\"),0,BY54*BZ54), 0)","v":0},null,{"$error":"#DIV/0!"},{"$error":"#DIV/0!"},51]
[null,51,null,null,null,null,null,null,null,null,null,null,null,null,null,null,null,null,null,null,null,null,null,null,null,null,null,null,null,null,null,null,null,null,null,null,null,null,null,null,null,null,null,null,null,null,null,null,null,null,null,null,null,null,null,null,null,null,null,null,null,null,null,null,null,null,null,null,null,null,null,null,null,{"$f":"INDEX('Fixture Descriptions'!A:K,MATCH('Inspection Form'!H55,'Fixture Descriptions'!A:A,0),8)","v":{"$error":"#N/A"}},{"$error":"#N/A"},null,{"$error":"#N/A"},1,null,null,null,{"$f":"IFERROR(IF(AND(INDEX(Inventory!CA:CA,MATCH('Inspection Form'!B55,Inventory!B:B,0))=\"Not Qualified\",INDEX(Inventory!L:L,MATCH('Inspection Form'!B55,Inventory!B:B,0))<>\"\",$Q$5<>\"Pre\"),0,BY55*BZ55), 0)","v":0},null,{"$error":"#DIV/0!"},{"$error":"#DIV/0!"},52]
[null,52,null,null,null,null,null,null,null,null,null,null,null,null,null,null,null,null,null,null,null,null,null,null,null,null,null,null,null,null,null,null,null,null,null,null,null,null,null,null,null,null,null,null,null,null,null,null,null,null,null,null,null,null,null,null,null,null,null,null,null,null,null,null,null,null,null,null,null,null,null,null,null,{"$f":"INDEX('Fixture Descriptions'!A:K,MATCH('Inspection Form'!H56,'Fixture Descriptions'!A:A,0),8)","v":{"$error":"#N/A"}},{"$error":"#N/A"},null,{"$error":"#N/A"},1,null,null,null,{"$f":"IFERROR(IF(AND(INDEX(Inventory!CA:CA,MATCH('Inspection Form'!B56,Inventory!B:B,0))=\"Not Qualified\",INDEX(Inventory!L:L,MATCH('Inspection Form'!B56,Inventory!B:B,0))<>\"\",$Q$5<>\"Pre\"),0,BY56*BZ56), 0)","v":0},null,{"$error":"#DIV/0!"},{"$error":"#DIV/0!"},53]
[null,53,null,null,null,null,null,null,null,null,null,null,null,null,null,null,null,null,null,null,null,null,null,null,null,null,null,null,null,null,null,null,null,null,null,null,null,null,null,null,null,null,null,null,null,null,null,null,null,null,null,null,null,null,null,null,null,null,null,null,null,null,null,null,null,null,null,null,null,null,null,null,null,{"$f":"INDEX('Fixture Descriptions'!A:K,MATCH('Inspection Form'!H57,'Fixture Descriptions'!A:A,0),8)","v":{"$error":"#N/A"}},{"$error":"#N/A"},null,{"$error":"#N/A"},1,null,null,null,{"$f":"IFERROR(IF(AND(INDEX(Inventory!CA:CA,MATCH('Inspection Form'!B57,Inventory!B:B,0))=\"Not Qualified\",INDEX(Inventory!L:L,MATCH('Inspection Form'!B57,Inventory!B:B,0))<>\"\",$Q$5<>\"Pre\"),0,BY57*BZ57), 0)","v":0},null,{"$error":"#DIV/0!"},{"$error":"#DIV/0!"},54]
[null,54,null,null,null,null,null,null,null,null,null,null,null,null,null,null,null,null,null,null,null,null,null,null,null,null,null,null,null,null,null,null,null,null,null,null,null,null,null,null,null,null,null,null,null,null,null,null,null,null,null,null,null,null,null,null,null,null,null,null,null,null,null,null,null,null,null,null,null,null,null,null,null,{"$f":"INDEX('Fixture Descriptions'!A:K,MATCH('Inspection Form'!H58,'Fixture Descriptions'!A:A,0),8)","v":{"$error":"#N/A"}},{"$error":"#N/A"},null,{"$error":"#N/A"},1,null,null,null,{"$f":"IFERROR(IF(AND(INDEX(Inventory!CA:CA,MATCH('Inspection Form'!B58,Inventory!B:B,0))=\"Not Qualified\",INDEX(Inventory!L:L,MATCH('Inspection Form'!B58,Inventory!B:B,0))<>\"\",$Q$5<>\"Pre\"),0,BY58*BZ58), 0)","v":0},null,{"$error":"#DIV/0!"},{"$error":"#DIV/0!"},55]
[null,55,null,null,null,null,null,null,null,null,null,null,null,null,null,null,null,null,null,null,null,null,null,null,null,null,null,null,null,null,null,null,null,null,null,null,null,null,null,null,null,null,null,null,null,null,null,null,null,null,null,null,null,null,null,null,null,null,null,null,null,null,null,null,null,null,null,null,null,null,null,null,null,{"$f":"INDEX('Fixture Descriptions'!A:K,MATCH('Inspection Form'!H59,'Fixture Descriptions'!A:A,0),8)","v":{"$error":"#N/A"}},{"$error":"#N/A"},null,{"$error":"#N/A"},1,null,null,null,{"$f":"IFERROR(IF(AND(INDEX(Inventory!CA:CA,MATCH('Inspection Form'!B59,Inventory!B:B,0))=\"Not Qualified\",INDEX(Inventory!L:L,MATCH('Inspection Form'!B59,Inventory!B:B,0))<>\"\",$Q$5<>\"Pre\"),0,BY59*BZ59), 0)","v":0},null,{"$error":"#DIV/0!"},{"$error":"#DIV/0!"},56]
[null,56,null,null,null,null,null,null,null,null,null,null,null,null,null,null,null,null,null,null,null,null,null,null,null,null,null,null,null,null,null,null,null,null,null,null,null,null,null,null,null,null,null,null,null,null,null,null,null,null,null,null,null,null,null,null,null,null,null,null,null,null,null,null,null,null,null,null,null,null,null,null,null,{"$f":"INDEX('Fixture Descriptions'!A:K,MATCH('Inspection Form'!H60,'Fixture Descriptions'!A:A,0),8)","v":{"$error":"#N/A"}},{"$error":"#N/A"},null,{"$error":"#N/A"},1,null,null,null,{"$f":"IFERROR(IF(AND(INDEX(Inventory!CA:CA,MATCH('Inspection Form'!B60,Inventory!B:B,0))=\"Not Qualified\",INDEX(Inventory!L:L,MATCH('Inspection Form'!B60,Inventory!B:B,0))<>\"\",$Q$5<>\"Pre\"),0,BY60*BZ60), 0)","v":0},null,{"$error":"#DIV/0!"},{"$error":"#DIV/0!"},57]
[null,57,null,null,null,null,null,null,null,null,null,null,null,null,null,null,null,null,null,null,null,null,null,null,null,null,null,null,null,null,null,null,null,null,null,null,null,null,null,null,null,null,null,null,null,null,null,null,null,null,null,null,null,null,null,null,null,null,null,null,null,null,null,null,null,null,null,null,null,null,null,null,null,{"$f":"INDEX('Fixture Descriptions'!A:K,MATCH('Inspection Form'!H61,'Fixture Descriptions'!A:A,0),8)","v":{"$error":"#N/A"}},{"$error":"#N/A"},null,{"$error":"#N/A"},1,null,null,null,{"$f":"IFERROR(IF(AND(INDEX(Inventory!CA:CA,MATCH('Inspection Form'!B61,Inventory!B:B,0))=\"Not Qualified\",INDEX(Inventory!L:L,MATCH('Inspection Form'!B61,Inventory!B:B,0))<>\"\",$Q$5<>\"Pre\"),0,BY61*BZ61), 0)","v":0},null,{"$error":"#DIV/0!"},{"$error":"#DIV/0!"},58]
[null,58,null,null,null,null,null,null,null,null,null,null,null,null,null,null,null,null,null,null,null,null,null,null,null,null,null,null,null,null,null,null,null,null,null,null,null,null,null,null,null,null,null,null,null,null,null,null,null,null,null,null,null,null,null,null,null,null,null,null,null,null,null,null,null,null,null,null,null,null,null,null,null,{"$f":"INDEX('Fixture Descriptions'!A:K,MATCH('Inspection Form'!H62,'Fixture Descriptions'!A:A,0),8)","v":{"$error":"#N/A"}},{"$error":"#N/A"},null,{"$error":"#N/A"},1,null,null,null,{"$f":"IFERROR(IF(AND(INDEX(Inventory!CA:CA,MATCH('Inspection Form'!B62,Inventory!B:B,0))=\"Not Qualified\",INDEX(Inventory!L:L,MATCH('Inspection Form'!B62,Inventory!B:B,0))<>\"\",$Q$5<>\"Pre\"),0,BY62*BZ62), 0)","v":0},null,{"$error":"#DIV/0!"},{"$error":"#DIV/0!"},59]
[null,59,null,null,null,null,null,null,null,null,null,null,null,null,null,null,null,null,null,null,null,null,null,null,null,null,null,null,null,null,null,null,null,null,null,null,null,null,null,null,null,null,null,null,null,null,null,null,null,null,null,null,null,null,null,null,null,null,null,null,null,null,null,null,null,null,null,null,null,null,null,null,null,{"$f":"INDEX('Fixture Descriptions'!A:K,MATCH('Inspection Form'!H63,'Fixture Descriptions'!A:A,0),8)","v":{"$error":"#N/A"}},{"$error":"#N/A"},null,{"$error":"#N/A"},1,null,null,null,{"$f":"IFERROR(IF(AND(INDEX(Inventory!CA:CA,MATCH('Inspection Form'!B63,Inventory!B:B,0))=\"Not Qualified\",INDEX(Inventory!L:L,MATCH('Inspection Form'!B63,Inventory!B:B,0))<>\"\",$Q$5<>\"Pre\"),0,BY63*BZ63), 0)","v":0},null,{"$error":"#DIV/0!"},{"$error":"#DIV/0!"},60]
[null,60,null,null,null,null,null,null,null,null,null,null,null,null,null,null,null,null,null,null,null,null,null,null,null,null,null,null,null,null,null,null,null,null,null,null,null,null,null,null,null,null,null,null,null,null,null,null,null,null,null,null,null,null,null,null,null,null,null,null,null,null,null,null,null,null,null,null,null,null,null,null,null,{"$f":"INDEX('Fixture Descriptions'!A:K,MATCH('Inspection Form'!H64,'Fixture Descriptions'!A:A,0),8)","v":{"$error":"#N/A"}},{"$error":"#N/A"},null,{"$error":"#N/A"},1,null,null,null,{"$f":"IFERROR(IF(AND(INDEX(Inventory!CA:CA,MATCH('Inspection Form'!B64,Inventory!B:B,0))=\"Not Qualified\",INDEX(Inventory!L:L,MATCH('Inspection Form'!B64,Inventory!B:B,0))<>\"\",$Q$5<>\"Pre\"),0,BY64*BZ64), 0)","v":0},null,{"$error":"#DIV/0!"},{"$error":"#DIV/0!"},61]
[null,61,null,null,null,null,null,null,null,null,null,null,null,null,null,null,null,null,null,null,null,null,null,null,null,null,null,null,null,null,null,null,null,null,null,null,null,null,null,null,null,null,null,null,null,null,null,null,null,null,null,null,null,null,null,null,null,null,null,null,null,null,null,null,null,null,null,null,null,null,null,null,null,{"$f":"INDEX('Fixture Descriptions'!A:K,MATCH('Inspection Form'!H65,'Fixture Descriptions'!A:A,0),8)","v":{"$error":"#N/A"}},{"$error":"#N/A"},null,{"$error":"#N/A"},1,null,null,null,{"$f":"IFERROR(IF(AND(INDEX(Inventory!CA:CA,MATCH('Inspection Form'!B65,Inventory!B:B,0))=\"Not Qualified\",INDEX(Inventory!L:L,MATCH('Inspection Form'!B65,Inventory!B:B,0))<>\"\",$Q$5<>\"Pre\"),0,BY65*BZ65), 0)","v":0},null,{"$error":"#DIV/0!"},{"$error":"#DIV/0!"},62]
[null,62,null,null,null,null,null,null,null,null,null,null,null,null,null,null,null,null,null,null,null,null,null,null,null,null,null,null,null,null,null,null,null,null,null,null,null,null,null,null,null,null,null,null,null,null,null,null,null,null,null,null,null,null,null,null,null,null,null,null,null,null,null,null,null,null,null,null,null,null,null,null,null,{"$f":"INDEX('Fixture Descriptions'!A:K,MATCH('Inspection Form'!H66,'Fixture Descriptions'!A:A,0),8)","v":{"$error":"#N/A"}},{"$error":"#N/A"},null,{"$error":"#N/A"},1,null,null,null,{"$f":"IFERROR(IF(AND(INDEX(Inventory!CA:CA,MATCH('Inspection Form'!B66,Inventory!B:B,0))=\"Not Qualified\",INDEX(Inventory!L:L,MATCH('Inspection Form'!B66,Inventory!B:B,0))<>\"\",$Q$5<>\"Pre\"),0,BY66*BZ66), 0)","v":0},null,{"$error":"#DIV/0!"},{"$error":"#DIV/0!"},63]
[null,63,null,null,null,null,null,null,null,null,null,null,null,null,null,null,null,null,null,null,null,null,null,null,null,null,null,null,null,null,null,null,null,null,null,null,null,null,null,null,null,null,null,null,null,null,null,null,null,null,null,null,null,null,null,null,null,null,null,null,null,null,null,null,null,null,null,null,null,null,null,null,null,{"$f":"INDEX('Fixture Descriptions'!A:K,MATCH('Inspection Form'!H67,'Fixture Descriptions'!A:A,0),8)","v":{"$error":"#N/A"}},{"$error":"#N/A"},null,{"$error":"#N/A"},1,null,null,null,{"$f":"IFERROR(IF(AND(INDEX(Inventory!CA:CA,MATCH('Inspection Form'!B67,Inventory!B:B,0))=\"Not Qualified\",INDEX(Inventory!L:L,MATCH('Inspection Form'!B67,Inventory!B:B,0))<>\"\",$Q$5<>\"Pre\"),0,BY67*BZ67), 0)","v":0},null,{"$error":"#DIV/0!"},{"$error":"#DIV/0!"},64]
[null,64,null,null,null,null,null,null,null,null,null,null,null,null,null,null,null,null,null,null,null,null,null,null,null,null,null,null,null,null,null,null,null,null,null,null,null,null,null,null,null,null,null,null,null,null,null,null,null,null,null,null,null,null,null,null,null,null,null,null,null,null,null,null,null,null,null,null,null,null,null,null,null,{"$f":"INDEX('Fixture Descriptions'!A:K,MATCH('Inspection Form'!H68,'Fixture Descriptions'!A:A,0),8)","v":{"$error":"#N/A"}},{"$error":"#N/A"},null,{"$error":"#N/A"},1,null,null,null,{"$f":"IFERROR(IF(AND(INDEX(Inventory!CA:CA,MATCH('Inspection Form'!B68,Inventory!B:B,0))=\"Not Qualified\",INDEX(Inventory!L:L,MATCH('Inspection Form'!B68,Inventory!B:B,0))<>\"\",$Q$5<>\"Pre\"),0,BY68*BZ68), 0)","v":0},null,{"$error":"#DIV/0!"},{"$error":"#DIV/0!"},65]
[null,65,null,null,null,null,null,null,null,null,null,null,null,null,null,null,null,null,null,null,null,null,null,null,null,null,null,null,null,null,null,null,null,null,null,null,null,null,null,null,null,null,null,null,null,null,null,null,null,null,null,null,null,null,null,null,null,null,null,null,null,null,null,null,null,null,null,null,null,null,null,null,null,{"$f":"INDEX('Fixture Descriptions'!A:K,MATCH('Inspection Form'!H69,'Fixture Descriptions'!A:A,0),8)","v":{"$error":"#N/A"}},{"$f":"BV69*I69","v":{"$error":"#N/A"}},null,{"$error":"#N/A"},1,null,null,null,{"$f":"IFERROR(IF(AND(INDEX(Inventory!CA:CA,MATCH('Inspection Form'!B69,Inventory!B:B,0))=\"Not Qualified\",INDEX(Inventory!L:L,MATCH('Inspection Form'!B69,Inventory!B:B,0))<>\"\",$Q$5<>\"Pre\"),0,BY69*BZ69), 0)","v":0},null,{"$error":"#DIV/0!"},{"$error":"#DIV/0!"},66]
[null,66,null,null,null,null,null,null,null,null,null,null,null,null,null,null,null,null,null,null,null,null,null,null,null,null,null,null,null,null,null,null,null,null,null,null,null,null,null,null,null,null,null,null,null,null,null,null,null,null,null,null,null,null,null,null,null,null,null,null,null,null,null,null,null,null,null,null,null,null,null,null,null,{"$f":"INDEX('Fixture Descriptions'!A:K,MATCH('Inspection Form'!H70,'Fixture Descriptions'!A:A,0),8)","v":{"$error":"#N/A"}},{"$error":"#N/A"},null,{"$f":"BW70","v":{"$error":"#N/A"}},{"$f":"IF($U$3=\"All\", 1, IF(AND(C70=$U$3, H70=$U$4), 1, 0))","v":1},null,null,null,{"$f":"IFERROR(IF(AND(INDEX(Inventory!CA:CA,MATCH('Inspection Form'!B70,Inventory!B:B,0))=\"Not Qualified\",INDEX(Inventory!L:L,MATCH('Inspection Form'!B70,Inventory!B:B,0))<>\"\",$Q$5<>\"Pre\"),0,BY70*BZ70), 0)","v":0},null,{"$f":"CD70/$CE$5","v":{"$error":"#DIV/0!"}},{"$f":"CF70+CG69","v":{"$error":"#DIV/0!"}},67]
[null,67,null,null,null,null,null,null,null,null,null,null,null,null,null,null,null,null,null,null,null,null,null,null,null,null,null,null,null,null,null,null,null,null,null,null,null,null,null,null,null,null,null,null,null,null,null,null,null,null,null,null,null,null,null,null,null,null,null,null,null,null,null,null,null,null,null,null,null,null,null,null,null,{"$f":"INDEX('Fixture Descriptions'!A:K,MATCH('Inspection Form'!H71,'Fixture Descriptions'!A:A,0),8)","v":{"$error":"#N/A"}},{"$error":"#N/A"},null,{"$error":"#N/A"},1,null,null,null,{"$f":"IFERROR(IF(AND(INDEX(Inventory!CA:CA,MATCH('Inspection Form'!B71,Inventory!B:B,0))=\"Not Qualified\",INDEX(Inventory!L:L,MATCH('Inspection Form'!B71,Inventory!B:B,0))<>\"\",$Q$5<>\"Pre\"),0,BY71*BZ71), 0)","v":0},null,{"$error":"#DIV/0!"},{"$error":"#DIV/0!"},68]
[null,68,null,null,null,null,null,null,null,null,null,null,null,null,null,null,null,null,null,null,null,null,null,null,null,null,null,null,null,null,null,null,null,null,null,null,null,null,null,null,null,null,null,null,null,null,null,null,null,null,null,null,null,null,null,null,null,null,null,null,null,null,null,null,null,null,null,null,null,null,null,null,null,{"$f":"INDEX('Fixture Descriptions'!A:K,MATCH('Inspection Form'!H72,'Fixture Descriptions'!A:A,0),8)","v":{"$error":"#N/A"}},{"$error":"#N/A"},null,{"$error":"#N/A"},1,null,null,null,{"$f":"IFERROR(IF(AND(INDEX(Inventory!CA:CA,MATCH('Inspection Form'!B72,Inventory!B:B,0))=\"Not Qualified\",INDEX(Inventory!L:L,MATCH('Inspection Form'!B72,Inventory!B:B,0))<>\"\",$Q$5<>\"Pre\"),0,BY72*BZ72), 0)","v":0},null,{"$error":"#DIV/0!"},{"$error":"#DIV/0!"},69]
[null,69,null,null,null,null,null,null,null,null,null,null,null,null,null,null,null,null,null,null,null,null,null,null,null,null,null,null,null,null,null,null,null,null,null,null,null,null,null,null,null,null,null,null,null,null,null,null,null,null,null,null,null,null,null,null,null,null,null,null,null,null,null,null,null,null,null,null,null,null,null,null,null,{"$f":"INDEX('Fixture Descriptions'!A:K,MATCH('Inspection Form'!H73,'Fixture Descriptions'!A:A,0),8)","v":{"$error":"#N/A"}},{"$error":"#N/A"},null,{"$error":"#N/A"},1,null,null,null,{"$f":"IFERROR(IF(AND(INDEX(Inventory!CA:CA,MATCH('Inspection Form'!B73,Inventory!B:B,0))=\"Not Qualified\",INDEX(Inventory!L:L,MATCH('Inspection Form'!B73,Inventory!B:B,0))<>\"\",$Q$5<>\"Pre\"),0,BY73*BZ73), 0)","v":0},null,{"$error":"#DIV/0!"},{"$error":"#DIV/0!"},70]
[null,70,null,null,null,null,null,null,null,null,null,null,null,null,null,null,null,null,null,null,null,null,null,null,null,null,null,null,null,null,null,null,null,null,null,null,null,null,null,null,null,null,null,null,null,null,null,null,null,null,null,null,null,null,null,null,null,null,null,null,null,null,null,null,null,null,null,null,null,null,null,null,null,{"$f":"INDEX('Fixture Descriptions'!A:K,MATCH('Inspection Form'!H74,'Fixture Descriptions'!A:A,0),8)","v":{"$error":"#N/A"}},{"$error":"#N/A"},null,{"$error":"#N/A"},1,null,null,null,{"$f":"IFERROR(IF(AND(INDEX(Inventory!CA:CA,MATCH('Inspection Form'!B74,Inventory!B:B,0))=\"Not Qualified\",INDEX(Inventory!L:L,MATCH('Inspection Form'!B74,Inventory!B:B,0))<>\"\",$Q$5<>\"Pre\"),0,BY74*BZ74), 0)","v":0},null,{"$error":"#DIV/0!"},{"$error":"#DIV/0!"},71]
[null,71,null,null,null,null,null,null,null,null,null,null,null,null,null,null,null,null,null,null,null,null,null,null,null,null,null,null,null,null,null,null,null,null,null,null,null,null,null,null,null,null,null,null,null,null,null,null,null,null,null,null,null,null,null,null,null,null,null,null,null,null,null,null,null,null,null,null,null,null,null,null,null,{"$f":"INDEX('Fixture Descriptions'!A:K,MATCH('Inspection Form'!H75,'Fixture Descriptions'!A:A,0),8)","v":{"$error":"#N/A"}},{"$error":"#N/A"},null,{"$error":"#N/A"},1,null,null,null,{"$f":"IFERROR(IF(AND(INDEX(Inventory!CA:CA,MATCH('Inspection Form'!B75,Inventory!B:B,0))=\"Not Qualified\",INDEX(Inventory!L:L,MATCH('Inspection Form'!B75,Inventory!B:B,0))<>\"\",$Q$5<>\"Pre\"),0,BY75*BZ75), 0)","v":0},null,{"$error":"#DIV/0!"},{"$error":"#DIV/0!"},72]
[null,72,null,null,null,null,null,null,null,null,null,null,null,null,null,null,null,null,null,null,null,null,null,null,null,null,null,null,null,null,null,null,null,null,null,null,null,null,null,null,null,null,null,null,null,null,null,null,null,null,null,null,null,null,null,null,null,null,null,null,null,null,null,null,null,null,null,null,null,null,null,null,null,{"$f":"INDEX('Fixture Descriptions'!A:K,MATCH('Inspection Form'!H76,'Fixture Descriptions'!A:A,0),8)","v":{"$error":"#N/A"}},{"$error":"#N/A"},null,{"$error":"#N/A"},1,null,null,null,{"$f":"IFERROR(IF(AND(INDEX(Inventory!CA:CA,MATCH('Inspection Form'!B76,Inventory!B:B,0))=\"Not Qualified\",INDEX(Inventory!L:L,MATCH('Inspection Form'!B76,Inventory!B:B,0))<>\"\",$Q$5<>\"Pre\"),0,BY76*BZ76), 0)","v":0},null,{"$error":"#DIV/0!"},{"$error":"#DIV/0!"},73]
[null,73,null,null,null,null,null,null,null,null,null,null,null,null,null,null,null,null,null,null,null,null,null,null,null,null,null,null,null,null,null,null,null,null,null,null,null,null,null,null,null,null,null,null,null,null,null,null,null,null,null,null,null,null,null,null,null,null,null,null,null,null,null,null,null,null,null,null,null,null,null,null,null,{"$f":"INDEX('Fixture Descriptions'!A:K,MATCH('Inspection Form'!H77,'Fixture Descriptions'!A:A,0),8)","v":{"$error":"#N/A"}},{"$error":"#N/A"},null,{"$error":"#N/A"},1,null,null,null,{"$f":"IFERROR(IF(AND(INDEX(Inventory!CA:CA,MATCH('Inspection Form'!B77,Inventory!B:B,0))=\"Not Qualified\",INDEX(Inventory!L:L,MATCH('Inspection Form'!B77,Inventory!B:B,0))<>\"\",$Q$5<>\"Pre\"),0,BY77*BZ77), 0)","v":0},null,{"$error":"#DIV/0!"},{"$error":"#DIV/0!"},74]
[null,74,null,null,null,null,null,null,null,null,null,null,null,null,null,null,null,null,null,null,null,null,null,null,null,null,null,null,null,null,null,null,null,null,null,null,null,null,null,null,null,null,null,null,null,null,null,null,null,null,null,null,null,null,null,null,null,null,null,null,null,null,null,null,null,null,null,null,null,null,null,null,null,{"$f":"INDEX('Fixture Descriptions'!A:K,MATCH('Inspection Form'!H78,'Fixture Descriptions'!A:A,0),8)","v":{"$error":"#N/A"}},{"$error":"#N/A"},null,{"$error":"#N/A"},1,null,null,null,{"$f":"IFERROR(IF(AND(INDEX(Inventory!CA:CA,MATCH('Inspection Form'!B78,Inventory!B:B,0))=\"Not Qualified\",INDEX(Inventory!L:L,MATCH('Inspection Form'!B78,Inventory!B:B,0))<>\"\",$Q$5<>\"Pre\"),0,BY78*BZ78), 0)","v":0},null,{"$error":"#DIV/0!"},{"$error":"#DIV/0!"},75]
[null,75,null,null,null,null,null,null,null,null,null,null,null,null,null,null,null,null,null,null,null,null,null,null,null,null,null,null,null,null,null,null,null,null,null,null,null,null,null,null,null,null,null,null,null,null,null,null,null,null,null,null,null,null,null,null,null,null,null,null,null,null,null,null,null,null,null,null,null,null,null,null,null,{"$f":"INDEX('Fixture Descriptions'!A:K,MATCH('Inspection Form'!H79,'Fixture Descriptions'!A:A,0),8)","v":{"$error":"#N/A"}},{"$error":"#N/A"},null,{"$error":"#N/A"},1,null,null,null,{"$f":"IFERROR(IF(AND(INDEX(Inventory!CA:CA,MATCH('Inspection Form'!B79,Inventory!B:B,0))=\"Not Qualified\",INDEX(Inventory!L:L,MATCH('Inspection Form'!B79,Inventory!B:B,0))<>\"\",$Q$5<>\"Pre\"),0,BY79*BZ79), 0)","v":0},null,{"$error":"#DIV/0!"},{"$error":"#DIV/0!"},76]
[null,76,null,null,null,null,null,null,null,null,null,null,null,null,null,null,null,null,null,null,null,null,null,null,null,null,null,null,null,null,null,null,null,null,null,null,null,null,null,null,null,null,null,null,null,null,null,null,null,null,null,null,null,null,null,null,null,null,null,null,null,null,null,null,null,null,null,null,null,null,null,null,null,{"$f":"INDEX('Fixture Descriptions'!A:K,MATCH('Inspection Form'!H80,'Fixture Descriptions'!A:A,0),8)","v":{"$error":"#N/A"}},{"$error":"#N/A"},null,{"$error":"#N/A"},1,null,null,null,{"$f":"IFERROR(IF(AND(INDEX(Inventory!CA:CA,MATCH('Inspection Form'!B80,Inventory!B:B,0))=\"Not Qualified\",INDEX(Inventory!L:L,MATCH('Inspection Form'!B80,Inventory!B:B,0))<>\"\",$Q$5<>\"Pre\"),0,BY80*BZ80), 0)","v":0},null,{"$error":"#DIV/0!"},{"$error":"#DIV/0!"},77]
[null,77,null,null,null,null,null,null,null,null,null,null,null,null,null,null,null,null,null,null,null,null,null,null,null,null,null,null,null,null,null,null,null,null,null,null,null,null,null,null,null,null,null,null,null,null,null,null,null,null,null,null,null,null,null,null,null,null,null,null,null,null,null,null,null,null,null,null,null,null,null,null,null,{"$f":"INDEX('Fixture Descriptions'!A:K,MATCH('Inspection Form'!H81,'Fixture Descriptions'!A:A,0),8)","v":{"$error":"#N/A"}},{"$error":"#N/A"},null,{"$error":"#N/A"},1,null,null,null,{"$f":"IFERROR(IF(AND(INDEX(Inventory!CA:CA,MATCH('Inspection Form'!B81,Inventory!B:B,0))=\"Not Qualified\",INDEX(Inventory!L:L,MATCH('Inspection Form'!B81,Inventory!B:B,0))<>\"\",$Q$5<>\"Pre\"),0,BY81*BZ81), 0)","v":0},null,{"$error":"#DIV/0!"},{"$error":"#DIV/0!"},78]
[null,78,null,null,null,null,null,null,null,null,null,null,null,null,null,null,null,null,null,null,null,null,null,null,null,null,null,null,null,null,null,null,null,null,null,null,null,null,null,null,null,null,null,null,null,null,null,null,null,null,null,null,null,null,null,null,null,null,null,null,null,null,null,null,null,null,null,null,null,null,null,null,null,{"$f":"INDEX('Fixture Descriptions'!A:K,MATCH('Inspection Form'!H82,'Fixture Descriptions'!A:A,0),8)","v":{"$error":"#N/A"}},{"$error":"#N/A"},null,{"$error":"#N/A"},1,null,null,null,{"$f":"IFERROR(IF(AND(INDEX(Inventory!CA:CA,MATCH('Inspection Form'!B82,Inventory!B:B,0))=\"Not Qualified\",INDEX(Inventory!L:L,MATCH('Inspection Form'!B82,Inventory!B:B,0))<>\"\",$Q$5<>\"Pre\"),0,BY82*BZ82), 0)","v":0},null,{"$error":"#DIV/0!"},{"$error":"#DIV/0!"},79]
[null,79,null,null,null,null,null,null,null,null,null,null,null,null,null,null,null,null,null,null,null,null,null,null,null,null,null,null,null,null,null,null,null,null,null,null,null,null,null,null,null,null,null,null,null,null,null,null,null,null,null,null,null,null,null,null,null,null,null,null,null,null,null,null,null,null,null,null,null,null,null,null,null,{"$f":"INDEX('Fixture Descriptions'!A:K,MATCH('Inspection Form'!H83,'Fixture Descriptions'!A:A,0),8)","v":{"$error":"#N/A"}},{"$error":"#N/A"},null,{"$error":"#N/A"},1,null,null,null,{"$f":"IFERROR(IF(AND(INDEX(Inventory!CA:CA,MATCH('Inspection Form'!B83,Inventory!B:B,0))=\"Not Qualified\",INDEX(Inventory!L:L,MATCH('Inspection Form'!B83,Inventory!B:B,0))<>\"\",$Q$5<>\"Pre\"),0,BY83*BZ83), 0)","v":0},null,{"$error":"#DIV/0!"},{"$error":"#DIV/0!"},80]
[null,80,null,null,null,null,null,null,null,null,null,null,null,null,null,null,null,null,null,null,null,null,null,null,null,null,null,null,null,null,null,null,null,null,null,null,null,null,null,null,null,null,null,null,null,null,null,null,null,null,null,null,null,null,null,null,null,null,null,null,null,null,null,null,null,null,null,null,null,null,null,null,null,{"$f":"INDEX('Fixture Descriptions'!A:K,MATCH('Inspection Form'!H84,'Fixture Descriptions'!A:A,0),8)","v":{"$error":"#N/A"}},{"$error":"#N/A"},null,{"$error":"#N/A"},1,null,null,null,{"$f":"IFERROR(IF(AND(INDEX(Inventory!CA:CA,MATCH('Inspection Form'!B84,Inventory!B:B,0))=\"Not Qualified\",INDEX(Inventory!L:L,MATCH('Inspection Form'!B84,Inventory!B:B,0))<>\"\",$Q$5<>\"Pre\"),0,BY84*BZ84), 0)","v":0},null,{"$error":"#DIV/0!"},{"$error":"#DIV/0!"},81]
[null,81,null,null,null,null,null,null,null,null,null,null,null,null,null,null,null,null,null,null,null,null,null,null,null,null,null,null,null,null,null,null,null,null,null,null,null,null,null,null,null,null,null,null,null,null,null,null,null,null,null,null,null,null,null,null,null,null,null,null,null,null,null,null,null,null,null,null,null,null,null,null,null,{"$f":"INDEX('Fixture Descriptions'!A:K,MATCH('Inspection Form'!H85,'Fixture Descriptions'!A:A,0),8)","v":{"$error":"#N/A"}},{"$error":"#N/A"},null,{"$error":"#N/A"},1,null,null,null,{"$f":"IFERROR(IF(AND(INDEX(Inventory!CA:CA,MATCH('Inspection Form'!B85,Inventory!B:B,0))=\"Not Qualified\",INDEX(Inventory!L:L,MATCH('Inspection Form'!B85,Inventory!B:B,0))<>\"\",$Q$5<>\"Pre\"),0,BY85*BZ85), 0)","v":0},null,{"$error":"#DIV/0!"},{"$error":"#DIV/0!"},82]
[null,82,null,null,null,null,null,null,null,null,null,null,null,null,null,null,null,null,null,null,null,null,null,null,null,null,null,null,null,null,null,null,null,null,null,null,null,null,null,null,null,null,null,null,null,null,null,null,null,null,null,null,null,null,null,null,null,null,null,null,null,null,null,null,null,null,null,null,null,null,null,null,null,{"$f":"INDEX('Fixture Descriptions'!A:K,MATCH('Inspection Form'!H86,'Fixture Descriptions'!A:A,0),8)","v":{"$error":"#N/A"}},{"$error":"#N/A"},null,{"$error":"#N/A"},1,null,null,null,{"$f":"IFERROR(IF(AND(INDEX(Inventory!CA:CA,MATCH('Inspection Form'!B86,Inventory!B:B,0))=\"Not Qualified\",INDEX(Inventory!L:L,MATCH('Inspection Form'!B86,Inventory!B:B,0))<>\"\",$Q$5<>\"Pre\"),0,BY86*BZ86), 0)","v":0},null,{"$error":"#DIV/0!"},{"$error":"#DIV/0!"},83]
[null,83,null,null,null,null,null,null,null,null,null,null,null,null,null,null,null,null,null,null,null,null,null,null,null,null,null,null,null,null,null,null,null,null,null,null,null,null,null,null,null,null,null,null,null,null,null,null,null,null,null,null,null,null,null,null,null,null,null,null,null,null,null,null,null,null,null,null,null,null,null,null,null,{"$f":"INDEX('Fixture Descriptions'!A:K,MATCH('Inspection Form'!H87,'Fixture Descriptions'!A:A,0),8)","v":{"$error":"#N/A"}},{"$error":"#N/A"},null,{"$error":"#N/A"},1,null,null,null,{"$f":"IFERROR(IF(AND(INDEX(Inventory!CA:CA,MATCH('Inspection Form'!B87,Inventory!B:B,0))=\"Not Qualified\",INDEX(Inventory!L:L,MATCH('Inspection Form'!B87,Inventory!B:B,0))<>\"\",$Q$5<>\"Pre\"),0,BY87*BZ87), 0)","v":0},null,{"$error":"#DIV/0!"},{"$error":"#DIV/0!"},84]
[null,84,null,null,null,null,null,null,null,null,null,null,null,null,null,null,null,null,null,null,null,null,null,null,null,null,null,null,null,null,null,null,null,null,null,null,null,null,null,null,null,null,null,null,null,null,null,null,null,null,null,null,null,null,null,null,null,null,null,null,null,null,null,null,null,null,null,null,null,null,null,null,null,{"$f":"INDEX('Fixture Descriptions'!A:K,MATCH('Inspection Form'!H88,'Fixture Descriptions'!A:A,0),8)","v":{"$error":"#N/A"}},{"$error":"#N/A"},null,{"$error":"#N/A"},1,null,null,null,{"$f":"IFERROR(IF(AND(INDEX(Inventory!CA:CA,MATCH('Inspection Form'!B88,Inventory!B:B,0))=\"Not Qualified\",INDEX(Inventory!L:L,MATCH('Inspection Form'!B88,Inventory!B:B,0))<>\"\",$Q$5<>\"Pre\"),0,BY88*BZ88), 0)","v":0},null,{"$error":"#DIV/0!"},{"$error":"#DIV/0!"},85]
[null,85,null,null,null,null,null,null,null,null,null,null,null,null,null,null,null,null,null,null,null,null,null,null,null,null,null,null,null,null,null,null,null,null,null,null,null,null,null,null,null,null,null,null,null,null,null,null,null,null,null,null,null,null,null,null,null,null,null,null,null,null,null,null,null,null,null,null,null,null,null,null,null,{"$f":"INDEX('Fixture Descriptions'!A:K,MATCH('Inspection Form'!H89,'Fixture Descriptions'!A:A,0),8)","v":{"$error":"#N/A"}},{"$error":"#N/A"},null,{"$error":"#N/A"},1,null,null,null,{"$f":"IFERROR(IF(AND(INDEX(Inventory!CA:CA,MATCH('Inspection Form'!B89,Inventory!B:B,0))=\"Not Qualified\",INDEX(Inventory!L:L,MATCH('Inspection Form'!B89,Inventory!B:B,0))<>\"\",$Q$5<>\"Pre\"),0,BY89*BZ89), 0)","v":0},null,{"$error":"#DIV/0!"},{"$error":"#DIV/0!"},86]
[null,86,null,null,null,null,null,null,null,null,null,null,null,null,null,null,null,null,null,null,null,null,null,null,null,null,null,null,null,null,null,null,null,null,null,null,null,null,null,null,null,null,null,null,null,null,null,null,null,null,null,null,null,null,null,null,null,null,null,null,null,null,null,null,null,null,null,null,null,null,null,null,null,{"$f":"INDEX('Fixture Descriptions'!A:K,MATCH('Inspection Form'!H90,'Fixture Descriptions'!A:A,0),8)","v":{"$error":"#N/A"}},{"$error":"#N/A"},null,{"$error":"#N/A"},1,null,null,null,{"$f":"IFERROR(IF(AND(INDEX(Inventory!CA:CA,MATCH('Inspection Form'!B90,Inventory!B:B,0))=\"Not Qualified\",INDEX(Inventory!L:L,MATCH('Inspection Form'!B90,Inventory!B:B,0))<>\"\",$Q$5<>\"Pre\"),0,BY90*BZ90), 0)","v":0},null,{"$error":"#DIV/0!"},{"$error":"#DIV/0!"},87]
[null,87,null,null,null,null,null,null,null,null,null,null,null,null,null,null,null,null,null,null,null,null,null,null,null,null,null,null,null,null,null,null,null,null,null,null,null,null,null,null,null,null,null,null,null,null,null,null,null,null,null,null,null,null,null,null,null,null,null,null,null,null,null,null,null,null,null,null,null,null,null,null,null,{"$f":"INDEX('Fixture Descriptions'!A:K,MATCH('Inspection Form'!H91,'Fixture Descriptions'!A:A,0),8)","v":{"$error":"#N/A"}},{"$error":"#N/A"},null,{"$error":"#N/A"},1,null,null,null,{"$f":"IFERROR(IF(AND(INDEX(Inventory!CA:CA,MATCH('Inspection Form'!B91,Inventory!B:B,0))=\"Not Qualified\",INDEX(Inventory!L:L,MATCH('Inspection Form'!B91,Inventory!B:B,0))<>\"\",$Q$5<>\"Pre\"),0,BY91*BZ91), 0)","v":0},null,{"$error":"#DIV/0!"},{"$error":"#DIV/0!"},88]
[null,88,null,null,null,null,null,null,null,null,null,null,null,null,null,null,null,null,null,null,null,null,null,null,null,null,null,null,null,null,null,null,null,null,null,null,null,null,null,null,null,null,null,null,null,null,null,null,null,null,null,null,null,null,null,null,null,null,null,null,null,null,null,null,null,null,null,null,null,null,null,null,null,{"$f":"INDEX('Fixture Descriptions'!A:K,MATCH('Inspection Form'!H92,'Fixture Descriptions'!A:A,0),8)","v":{"$error":"#N/A"}},{"$error":"#N/A"},null,{"$error":"#N/A"},1,null,null,null,{"$f":"IFERROR(IF(AND(INDEX(Inventory!CA:CA,MATCH('Inspection Form'!B92,Inventory!B:B,0))=\"Not Qualified\",INDEX(Inventory!L:L,MATCH('Inspection Form'!B92,Inventory!B:B,0))<>\"\",$Q$5<>\"Pre\"),0,BY92*BZ92), 0)","v":0},null,{"$error":"#DIV/0!"},{"$error":"#DIV/0!"},89]
[null,89,null,null,null,null,null,null,null,null,null,null,null,null,null,null,null,null,null,null,null,null,null,null,null,null,null,null,null,null,null,null,null,null,null,null,null,null,null,null,null,null,null,null,null,null,null,null,null,null,null,null,null,null,null,null,null,null,null,null,null,null,null,null,null,null,null,null,null,null,null,null,null,{"$f":"INDEX('Fixture Descriptions'!A:K,MATCH('Inspection Form'!H93,'Fixture Descriptions'!A:A,0),8)","v":{"$error":"#N/A"}},{"$error":"#N/A"},null,{"$error":"#N/A"},1,null,null,null,{"$f":"IFERROR(IF(AND(INDEX(Inventory!CA:CA,MATCH('Inspection Form'!B93,Inventory!B:B,0))=\"Not Qualified\",INDEX(Inventory!L:L,MATCH('Inspection Form'!B93,Inventory!B:B,0))<>\"\",$Q$5<>\"Pre\"),0,BY93*BZ93), 0)","v":0},null,{"$error":"#DIV/0!"},{"$error":"#DIV/0!"},90]
[null,90,null,null,null,null,null,null,null,null,null,null,null,null,null,null,null,null,null,null,null,null,null,null,null,null,null,null,null,null,null,null,null,null,null,null,null,null,null,null,null,null,null,null,null,null,null,null,null,null,null,null,null,null,null,null,null,null,null,null,null,null,null,null,null,null,null,null,null,null,null,null,null,{"$f":"INDEX('Fixture Descriptions'!A:K,MATCH('Inspection Form'!H94,'Fixture Descriptions'!A:A,0),8)","v":{"$error":"#N/A"}},{"$error":"#N/A"},null,{"$error":"#N/A"},1,null,null,null,{"$f":"IFERROR(IF(AND(INDEX(Inventory!CA:CA,MATCH('Inspection Form'!B94,Inventory!B:B,0))=\"Not Qualified\",INDEX(Inventory!L:L,MATCH('Inspection Form'!B94,Inventory!B:B,0))<>\"\",$Q$5<>\"Pre\"),0,BY94*BZ94), 0)","v":0},null,{"$error":"#DIV/0!"},{"$error":"#DIV/0!"},91]
[null,91,null,null,null,null,null,null,null,null,null,null,null,null,null,null,null,null,null,null,null,null,null,null,null,null,null,null,null,null,null,null,null,null,null,null,null,null,null,null,null,null,null,null,null,null,null,null,null,null,null,null,null,null,null,null,null,null,null,null,null,null,null,null,null,null,null,null,null,null,null,null,null,{"$f":"INDEX('Fixture Descriptions'!A:K,MATCH('Inspection Form'!H95,'Fixture Descriptions'!A:A,0),8)","v":{"$error":"#N/A"}},{"$error":"#N/A"},null,{"$error":"#N/A"},1,null,null,null,{"$f":"IFERROR(IF(AND(INDEX(Inventory!CA:CA,MATCH('Inspection Form'!B95,Inventory!B:B,0))=\"Not Qualified\",INDEX(Inventory!L:L,MATCH('Inspection Form'!B95,Inventory!B:B,0))<>\"\",$Q$5<>\"Pre\"),0,BY95*BZ95), 0)","v":0},null,{"$error":"#DIV/0!"},{"$error":"#DIV/0!"},92]
[null,92,null,null,null,null,null,null,null,null,null,null,null,null,null,null,null,null,null,null,null,null,null,null,null,null,null,null,null,null,null,null,null,null,null,null,null,null,null,null,null,null,null,null,null,null,null,null,null,null,null,null,null,null,null,null,null,null,null,null,null,null,null,null,null,null,null,null,null,null,null,null,null,{"$f":"INDEX('Fixture Descriptions'!A:K,MATCH('Inspection Form'!H96,'Fixture Descriptions'!A:A,0),8)","v":{"$error":"#N/A"}},{"$error":"#N/A"},null,{"$error":"#N/A"},1,null,null,null,{"$f":"IFERROR(IF(AND(INDEX(Inventory!CA:CA,MATCH('Inspection Form'!B96,Inventory!B:B,0))=\"Not Qualified\",INDEX(Inventory!L:L,MATCH('Inspection Form'!B96,Inventory!B:B,0))<>\"\",$Q$5<>\"Pre\"),0,BY96*BZ96), 0)","v":0},null,{"$error":"#DIV/0!"},{"$error":"#DIV/0!"},93]
[null,93,null,null,null,null,null,null,null,null,null,null,null,null,null,null,null,null,null,null,null,null,null,null,null,null,null,null,null,null,null,null,null,null,null,null,null,null,null,null,null,null,null,null,null,null,null,null,null,null,null,null,null,null,null,null,null,null,null,null,null,null,null,null,null,null,null,null,null,null,null,null,null,{"$f":"INDEX('Fixture Descriptions'!A:K,MATCH('Inspection Form'!H97,'Fixture Descriptions'!A:A,0),8)","v":{"$error":"#N/A"}},{"$error":"#N/A"},null,{"$error":"#N/A"},1,null,null,null,{"$f":"IFERROR(IF(AND(INDEX(Inventory!CA:CA,MATCH('Inspection Form'!B97,Inventory!B:B,0))=\"Not Qualified\",INDEX(Inventory!L:L,MATCH('Inspection Form'!B97,Inventory!B:B,0))<>\"\",$Q$5<>\"Pre\"),0,BY97*BZ97), 0)","v":0},null,{"$error":"#DIV/0!"},{"$error":"#DIV/0!"},94]
[null,94,null,null,null,null,null,null,null,null,null,null,null,null,null,null,null,null,null,null,null,null,null,null,null,null,null,null,null,null,null,null,null,null,null,null,null,null,null,null,null,null,null,null,null,null,null,null,null,null,null,null,null,null,null,null,null,null,null,null,null,null,null,null,null,null,null,null,null,null,null,null,null,{"$f":"INDEX('Fixture Descriptions'!A:K,MATCH('Inspection Form'!H98,'Fixture Descriptions'!A:A,0),8)","v":{"$error":"#N/A"}},{"$error":"#N/A"},null,{"$error":"#N/A"},1,null,null,null,{"$f":"IFERROR(IF(AND(INDEX(Inventory!CA:CA,MATCH('Inspection Form'!B98,Inventory!B:B,0))=\"Not Qualified\",INDEX(Inventory!L:L,MATCH('Inspection Form'!B98,Inventory!B:B,0))<>\"\",$Q$5<>\"Pre\"),0,BY98*BZ98), 0)","v":0},null,{"$error":"#DIV/0!"},{"$error":"#DIV/0!"},95]
[null,95,null,null,null,null,null,null,null,null,null,null,null,null,null,null,null,null,null,null,null,null,null,null,null,null,null,null,null,null,null,null,null,null,null,null,null,null,null,null,null,null,null,null,null,null,null,null,null,null,null,null,null,null,null,null,null,null,null,null,null,null,null,null,null,null,null,null,null,null,null,null,null,{"$f":"INDEX('Fixture Descriptions'!A:K,MATCH('Inspection Form'!H99,'Fixture Descriptions'!A:A,0),8)","v":{"$error":"#N/A"}},{"$error":"#N/A"},null,{"$error":"#N/A"},1,null,null,null,{"$f":"IFERROR(IF(AND(INDEX(Inventory!CA:CA,MATCH('Inspection Form'!B99,Inventory!B:B,0))=\"Not Qualified\",INDEX(Inventory!L:L,MATCH('Inspection Form'!B99,Inventory!B:B,0))<>\"\",$Q$5<>\"Pre\"),0,BY99*BZ99), 0)","v":0},null,{"$error":"#DIV/0!"},{"$error":"#DIV/0!"},96]
[null,96,null,null,null,null,null,null,null,null,null,null,null,null,null,null,null,null,null,null,null,null,null,null,null,null,null,null,null,null,null,null,null,null,null,null,null,null,null,null,null,null,null,null,null,null,null,null,null,null,null,null,null,null,null,null,null,null,null,null,null,null,null,null,null,null,null,null,null,null,null,null,null,{"$f":"INDEX('Fixture Descriptions'!A:K,MATCH('Inspection Form'!H100,'Fixture Descriptions'!A:A,0),8)","v":{"$error":"#N/A"}},{"$error":"#N/A"},null,{"$error":"#N/A"},1,null,null,null,{"$f":"IFERROR(IF(AND(INDEX(Inventory!CA:CA,MATCH('Inspection Form'!B100,Inventory!B:B,0))=\"Not Qualified\",INDEX(Inventory!L:L,MATCH('Inspection Form'!B100,Inventory!B:B,0))<>\"\",$Q$5<>\"Pre\"),0,BY100*BZ100), 0)","v":0},null,{"$error":"#DIV/0!"},{"$error":"#DIV/0!"},97]
[null,97,null,null,null,null,null,null,null,null,null,null,null,null,null,null,null,null,null,null,null,null,null,null,null,null,null,null,null,null,null,null,null,null,null,null,null,null,null,null,null,null,null,null,null,null,null,null,null,null,null,null,null,null,null,null,null,null,null,null,null,null,null,null,null,null,null,null,null,null,null,null,null,{"$f":"INDEX('Fixture Descriptions'!A:K,MATCH('Inspection Form'!H101,'Fixture Descriptions'!A:A,0),8)","v":{"$error":"#N/A"}},{"$error":"#N/A"},null,{"$error":"#N/A"},1,null,null,null,{"$f":"IFERROR(IF(AND(INDEX(Inventory!CA:CA,MATCH('Inspection Form'!B101,Inventory!B:B,0))=\"Not Qualified\",INDEX(Inventory!L:L,MATCH('Inspection Form'!B101,Inventory!B:B,0))<>\"\",$Q$5<>\"Pre\"),0,BY101*BZ101), 0)","v":0},null,{"$error":"#DIV/0!"},{"$error":"#DIV/0!"},98]
[null,98,null,null,null,null,null,null,null,null,null,null,null,null,null,null,null,null,null,null,null,null,null,null,null,null,null,null,null,null,null,null,null,null,null,null,null,null,null,null,null,null,null,null,null,null,null,null,null,null,null,null,null,null,null,null,null,null,null,null,null,null,null,null,null,null,null,null,null,null,null,null,null,{"$f":"INDEX('Fixture Descriptions'!A:K,MATCH('Inspection Form'!H102,'Fixture Descriptions'!A:A,0),8)","v":{"$error":"#N/A"}},{"$error":"#N/A"},null,{"$error":"#N/A"},1,null,null,null,{"$f":"IFERROR(IF(AND(INDEX(Inventory!CA:CA,MATCH('Inspection Form'!B102,Inventory!B:B,0))=\"Not Qualified\",INDEX(Inventory!L:L,MATCH('Inspection Form'!B102,Inventory!B:B,0))<>\"\",$Q$5<>\"Pre\"),0,BY102*BZ102), 0)","v":0},null,{"$error":"#DIV/0!"},{"$error":"#DIV/0!"},99]
[null,99,null,null,null,null,null,null,null,null,null,null,null,null,null,null,null,null,null,null,null,null,null,null,null,null,null,null,null,null,null,null,null,null,null,null,null,null,null,null,null,null,null,null,null,null,null,null,null,null,null,null,null,null,null,null,null,null,null,null,null,null,null,null,null,null,null,null,null,null,null,null,null,{"$f":"INDEX('Fixture Descriptions'!A:K,MATCH('Inspection Form'!H103,'Fixture Descriptions'!A:A,0),8)","v":{"$error":"#N/A"}},{"$error":"#N/A"},null,{"$error":"#N/A"},1,null,null,null,{"$f":"IFERROR(IF(AND(INDEX(Inventory!CA:CA,MATCH('Inspection Form'!B103,Inventory!B:B,0))=\"Not Qualified\",INDEX(Inventory!L:L,MATCH('Inspection Form'!B103,Inventory!B:B,0))<>\"\",$Q$5<>\"Pre\"),0,BY103*BZ103), 0)","v":0},null,{"$error":"#DIV/0!"},{"$error":"#DIV/0!"},100]
[null,100,null,null,null,null,null,null,null,null,null,null,null,null,null,null,null,null,null,null,null,null,null,null,null,null,null,null,null,null,null,null,null,null,null,null,null,null,null,null,null,null,null,null,null,null,null,null,null,null,null,null,null,null,null,null,null,null,null,null,null,null,null,null,null,null,null,null,null,null,null,null,null,{"$f":"INDEX('Fixture Descriptions'!A:K,MATCH('Inspection Form'!H104,'Fixture Descriptions'!A:A,0),8)","v":{"$error":"#N/A"}},{"$error":"#N/A"},null,{"$error":"#N/A"},1,null,null,null,{"$f":"IFERROR(IF(AND(INDEX(Inventory!CA:CA,MATCH('Inspection Form'!B104,Inventory!B:B,0))=\"Not Qualified\",INDEX(Inventory!L:L,MATCH('Inspection Form'!B104,Inventory!B:B,0))<>\"\",$Q$5<>\"Pre\"),0,BY104*BZ104), 0)","v":0},null,{"$error":"#DIV/0!"},{"$error":"#DIV/0!"},101]
[null,101,null,null,null,null,null,null,null,null,null,null,null,null,null,null,null,null,null,null,null,null,null,null,null,null,null,null,null,null,null,null,null,null,null,null,null,null,null,null,null,null,null,null,null,null,null,null,null,null,null,null,null,null,null,null,null,null,null,null,null,null,null,null,null,null,null,null,null,null,null,null,null,{"$f":"INDEX('Fixture Descriptions'!A:K,MATCH('Inspection Form'!H105,'Fixture Descriptions'!A:A,0),8)","v":{"$error":"#N/A"}},{"$error":"#N/A"},null,{"$error":"#N/A"},1,null,null,null,{"$f":"IFERROR(IF(AND(INDEX(Inventory!CA:CA,MATCH('Inspection Form'!B105,Inventory!B:B,0))=\"Not Qualified\",INDEX(Inventory!L:L,MATCH('Inspection Form'!B105,Inventory!B:B,0))<>\"\",$Q$5<>\"Pre\"),0,BY105*BZ105), 0)","v":0},null,{"$error":"#DIV/0!"},{"$error":"#DIV/0!"},102]
[null,102,null,null,null,null,null,null,null,null,null,null,null,null,null,null,null,null,null,null,null,null,null,null,null,null,null,null,null,null,null,null,null,null,null,null,null,null,null,null,null,null,null,null,null,null,null,null,null,null,null,null,null,null,null,null,null,null,null,null,null,null,null,null,null,null,null,null,null,null,null,null,null,{"$f":"INDEX('Fixture Descriptions'!A:K,MATCH('Inspection Form'!H106,'Fixture Descriptions'!A:A,0),8)","v":{"$error":"#N/A"}},{"$error":"#N/A"},null,{"$error":"#N/A"},1,null,null,null,{"$f":"IFERROR(IF(AND(INDEX(Inventory!CA:CA,MATCH('Inspection Form'!B106,Inventory!B:B,0))=\"Not Qualified\",INDEX(Inventory!L:L,MATCH('Inspection Form'!B106,Inventory!B:B,0))<>\"\",$Q$5<>\"Pre\"),0,BY106*BZ106), 0)","v":0},null,{"$error":"#DIV/0!"},{"$error":"#DIV/0!"},103]
[null,103,null,null,null,null,null,null,null,null,null,null,null,null,null,null,null,null,null,null,null,null,null,null,null,null,null,null,null,null,null,null,null,null,null,null,null,null,null,null,null,null,null,null,null,null,null,null,null,null,null,null,null,null,null,null,null,null,null,null,null,null,null,null,null,null,null,null,null,null,null,null,null,{"$f":"INDEX('Fixture Descriptions'!A:K,MATCH('Inspection Form'!H107,'Fixture Descriptions'!A:A,0),8)","v":{"$error":"#N/A"}},{"$error":"#N/A"},null,{"$error":"#N/A"},1,null,null,null,{"$f":"IFERROR(IF(AND(INDEX(Inventory!CA:CA,MATCH('Inspection Form'!B107,Inventory!B:B,0))=\"Not Qualified\",INDEX(Inventory!L:L,MATCH('Inspection Form'!B107,Inventory!B:B,0))<>\"\",$Q$5<>\"Pre\"),0,BY107*BZ107), 0)","v":0},null,{"$error":"#DIV/0!"},{"$error":"#DIV/0!"},104]
[null,104,null,null,null,null,null,null,null,null,null,null,null,null,null,null,null,null,null,null,null,null,null,null,null,null,null,null,null,null,null,null,null,null,null,null,null,null,null,null,null,null,null,null,null,null,null,null,null,null,null,null,null,null,null,null,null,null,null,null,null,null,null,null,null,null,null,null,null,null,null,null,null,{"$f":"INDEX('Fixture Descriptions'!A:K,MATCH('Inspection Form'!H108,'Fixture Descriptions'!A:A,0),8)","v":{"$error":"#N/A"}},{"$error":"#N/A"},null,{"$error":"#N/A"},1,null,null,null,{"$f":"IFERROR(IF(AND(INDEX(Inventory!CA:CA,MATCH('Inspection Form'!B108,Inventory!B:B,0))=\"Not Qualified\",INDEX(Inventory!L:L,MATCH('Inspection Form'!B108,Inventory!B:B,0))<>\"\",$Q$5<>\"Pre\"),0,BY108*BZ108), 0)","v":0},null,{"$error":"#DIV/0!"},{"$error":"#DIV/0!"},105]
[null,105,null,null,null,null,null,null,null,null,null,null,null,null,null,null,null,null,null,null,null,null,null,null,null,null,null,null,null,null,null,null,null,null,null,null,null,null,null,null,null,null,null,null,null,null,null,null,null,null,null,null,null,null,null,null,null,null,null,null,null,null,null,null,null,null,null,null,null,null,null,null,null,{"$f":"INDEX('Fixture Descriptions'!A:K,MATCH('Inspection Form'!H109,'Fixture Descriptions'!A:A,0),8)","v":{"$error":"#N/A"}},{"$error":"#N/A"},null,{"$error":"#N/A"},1,null,null,null,{"$f":"IFERROR(IF(AND(INDEX(Inventory!CA:CA,MATCH('Inspection Form'!B109,Inventory!B:B,0))=\"Not Qualified\",INDEX(Inventory!L:L,MATCH('Inspection Form'!B109,Inventory!B:B,0))<>\"\",$Q$5<>\"Pre\"),0,BY109*BZ109), 0)","v":0},null,{"$error":"#DIV/0!"},{"$error":"#DIV/0!"},106]
[null,106,null,null,null,null,null,null,null,null,null,null,null,null,null,null,null,null,null,null,null,null,null,null,null,null,null,null,null,null,null,null,null,null,null,null,null,null,null,null,null,null,null,null,null,null,null,null,null,null,null,null,null,null,null,null,null,null,null,null,null,null,null,null,null,null,null,null,null,null,null,null,null,{"$f":"INDEX('Fixture Descriptions'!A:K,MATCH('Inspection Form'!H110,'Fixture Descriptions'!A:A,0),8)","v":{"$error":"#N/A"}},{"$error":"#N/A"},null,{"$error":"#N/A"},1,null,null,null,{"$f":"IFERROR(IF(AND(INDEX(Inventory!CA:CA,MATCH('Inspection Form'!B110,Inventory!B:B,0))=\"Not Qualified\",INDEX(Inventory!L:L,MATCH('Inspection Form'!B110,Inventory!B:B,0))<>\"\",$Q$5<>\"Pre\"),0,BY110*BZ110), 0)","v":0},null,{"$error":"#DIV/0!"},{"$error":"#DIV/0!"},107]
[null,107,null,null,null,null,null,null,null,null,null,null,null,null,null,null,null,null,null,null,null,null,null,null,null,null,null,null,null,null,null,null,null,null,null,null,null,null,null,null,null,null,null,null,null,null,null,null,null,null,null,null,null,null,null,null,null,null,null,null,null,null,null,null,null,null,null,null,null,null,null,null,null,{"$f":"INDEX('Fixture Descriptions'!A:K,MATCH('Inspection Form'!H111,'Fixture Descriptions'!A:A,0),8)","v":{"$error":"#N/A"}},{"$error":"#N/A"},null,{"$error":"#N/A"},1,null,null,null,{"$f":"IFERROR(IF(AND(INDEX(Inventory!CA:CA,MATCH('Inspection Form'!B111,Inventory!B:B,0))=\"Not Qualified\",INDEX(Inventory!L:L,MATCH('Inspection Form'!B111,Inventory!B:B,0))<>\"\",$Q$5<>\"Pre\"),0,BY111*BZ111), 0)","v":0},null,{"$error":"#DIV/0!"},{"$error":"#DIV/0!"},108]
[null,108,null,null,null,null,null,null,null,null,null,null,null,null,null,null,null,null,null,null,null,null,null,null,null,null,null,null,null,null,null,null,null,null,null,null,null,null,null,null,null,null,null,null,null,null,null,null,null,null,null,null,null,null,null,null,null,null,null,null,null,null,null,null,null,null,null,null,null,null,null,null,null,{"$f":"INDEX('Fixture Descriptions'!A:K,MATCH('Inspection Form'!H112,'Fixture Descriptions'!A:A,0),8)","v":{"$error":"#N/A"}},{"$error":"#N/A"},null,{"$error":"#N/A"},1,null,null,null,{"$f":"IFERROR(IF(AND(INDEX(Inventory!CA:CA,MATCH('Inspection Form'!B112,Inventory!B:B,0))=\"Not Qualified\",INDEX(Inventory!L:L,MATCH('Inspection Form'!B112,Inventory!B:B,0))<>\"\",$Q$5<>\"Pre\"),0,BY112*BZ112), 0)","v":0},null,{"$error":"#DIV/0!"},{"$error":"#DIV/0!"},109]
[null,109,null,null,null,null,null,null,null,null,null,null,null,null,null,null,null,null,null,null,null,null,null,null,null,null,null,null,null,null,null,null,null,null,null,null,null,null,null,null,null,null,null,null,null,null,null,null,null,null,null,null,null,null,null,null,null,null,null,null,null,null,null,null,null,null,null,null,null,null,null,null,null,{"$f":"INDEX('Fixture Descriptions'!A:K,MATCH('Inspection Form'!H113,'Fixture Descriptions'!A:A,0),8)","v":{"$error":"#N/A"}},{"$error":"#N/A"},null,{"$error":"#N/A"},1,null,null,null,{"$f":"IFERROR(IF(AND(INDEX(Inventory!CA:CA,MATCH('Inspection Form'!B113,Inventory!B:B,0))=\"Not Qualified\",INDEX(Inventory!L:L,MATCH('Inspection Form'!B113,Inventory!B:B,0))<>\"\",$Q$5<>\"Pre\"),0,BY113*BZ113), 0)","v":0},null,{"$error":"#DIV/0!"},{"$error":"#DIV/0!"},110]
[null,110,null,null,null,null,null,null,null,null,null,null,null,null,null,null,null,null,null,null,null,null,null,null,null,null,null,null,null,null,null,null,null,null,null,null,null,null,null,null,null,null,null,null,null,null,null,null,null,null,null,null,null,null,null,null,null,null,null,null,null,null,null,null,null,null,null,null,null,null,null,null,null,{"$f":"INDEX('Fixture Descriptions'!A:K,MATCH('Inspection Form'!H114,'Fixture Descriptions'!A:A,0),8)","v":{"$error":"#N/A"}},{"$error":"#N/A"},null,{"$error":"#N/A"},1,null,null,null,{"$f":"IFERROR(IF(AND(INDEX(Inventory!CA:CA,MATCH('Inspection Form'!B114,Inventory!B:B,0))=\"Not Qualified\",INDEX(Inventory!L:L,MATCH('Inspection Form'!B114,Inventory!B:B,0))<>\"\",$Q$5<>\"Pre\"),0,BY114*BZ114), 0)","v":0},null,{"$error":"#DIV/0!"},{"$error":"#DIV/0!"},111]
[null,111,null,null,null,null,null,null,null,null,null,null,null,null,null,null,null,null,null,null,null,null,null,null,null,null,null,null,null,null,null,null,null,null,null,null,null,null,null,null,null,null,null,null,null,null,null,null,null,null,null,null,null,null,null,null,null,null,null,null,null,null,null,null,null,null,null,null,null,null,null,null,null,{"$f":"INDEX('Fixture Descriptions'!A:K,MATCH('Inspection Form'!H115,'Fixture Descriptions'!A:A,0),8)","v":{"$error":"#N/A"}},{"$error":"#N/A"},null,{"$error":"#N/A"},1,null,null,null,{"$f":"IFERROR(IF(AND(INDEX(Inventory!CA:CA,MATCH('Inspection Form'!B115,Inventory!B:B,0))=\"Not Qualified\",INDEX(Inventory!L:L,MATCH('Inspection Form'!B115,Inventory!B:B,0))<>\"\",$Q$5<>\"Pre\"),0,BY115*BZ115), 0)","v":0},null,{"$error":"#DIV/0!"},{"$error":"#DIV/0!"},112]
[null,112,null,null,null,null,null,null,null,null,null,null,null,null,null,null,null,null,null,null,null,null,null,null,null,null,null,null,null,null,null,null,null,null,null,null,null,null,null,null,null,null,null,null,null,null,null,null,null,null,null,null,null,null,null,null,null,null,null,null,null,null,null,null,null,null,null,null,null,null,null,null,null,{"$f":"INDEX('Fixture Descriptions'!A:K,MATCH('Inspection Form'!H116,'Fixture Descriptions'!A:A,0),8)","v":{"$error":"#N/A"}},{"$error":"#N/A"},null,{"$error":"#N/A"},1,null,null,null,{"$f":"IFERROR(IF(AND(INDEX(Inventory!CA:CA,MATCH('Inspection Form'!B116,Inventory!B:B,0))=\"Not Qualified\",INDEX(Inventory!L:L,MATCH('Inspection Form'!B116,Inventory!B:B,0))<>\"\",$Q$5<>\"Pre\"),0,BY116*BZ116), 0)","v":0},null,{"$error":"#DIV/0!"},{"$error":"#DIV/0!"},113]
[null,113,null,null,null,null,null,null,null,null,null,null,null,null,null,null,null,null,null,null,null,null,null,null,null,null,null,null,null,null,null,null,null,null,null,null,null,null,null,null,null,null,null,null,null,null,null,null,null,null,null,null,null,null,null,null,null,null,null,null,null,null,null,null,null,null,null,null,null,null,null,null,null,{"$f":"INDEX('Fixture Descriptions'!A:K,MATCH('Inspection Form'!H117,'Fixture Descriptions'!A:A,0),8)","v":{"$error":"#N/A"}},{"$error":"#N/A"},null,{"$error":"#N/A"},1,null,null,null,{"$f":"IFERROR(IF(AND(INDEX(Inventory!CA:CA,MATCH('Inspection Form'!B117,Inventory!B:B,0))=\"Not Qualified\",INDEX(Inventory!L:L,MATCH('Inspection Form'!B117,Inventory!B:B,0))<>\"\",$Q$5<>\"Pre\"),0,BY117*BZ117), 0)","v":0},null,{"$error":"#DIV/0!"},{"$error":"#DIV/0!"},114]
[null,114,null,null,null,null,null,null,null,null,null,null,null,null,null,null,null,null,null,null,null,null,null,null,null,null,null,null,null,null,null,null,null,null,null,null,null,null,null,null,null,null,null,null,null,null,null,null,null,null,null,null,null,null,null,null,null,null,null,null,null,null,null,null,null,null,null,null,null,null,null,null,null,{"$f":"INDEX('Fixture Descriptions'!A:K,MATCH('Inspection Form'!H118,'Fixture Descriptions'!A:A,0),8)","v":{"$error":"#N/A"}},{"$error":"#N/A"},null,{"$error":"#N/A"},1,null,null,null,{"$f":"IFERROR(IF(AND(INDEX(Inventory!CA:CA,MATCH('Inspection Form'!B118,Inventory!B:B,0))=\"Not Qualified\",INDEX(Inventory!L:L,MATCH('Inspection Form'!B118,Inventory!B:B,0))<>\"\",$Q$5<>\"Pre\"),0,BY118*BZ118), 0)","v":0},null,{"$error":"#DIV/0!"},{"$error":"#DIV/0!"},115]
[null,115,null,null,null,null,null,null,null,null,null,null,null,null,null,null,null,null,null,null,null,null,null,null,null,null,null,null,null,null,null,null,null,null,null,null,null,null,null,null,null,null,null,null,null,null,null,null,null,null,null,null,null,null,null,null,null,null,null,null,null,null,null,null,null,null,null,null,null,null,null,null,null,{"$f":"INDEX('Fixture Descriptions'!A:K,MATCH('Inspection Form'!H119,'Fixture Descriptions'!A:A,0),8)","v":{"$error":"#N/A"}},{"$error":"#N/A"},null,{"$error":"#N/A"},1,null,null,null,{"$f":"IFERROR(IF(AND(INDEX(Inventory!CA:CA,MATCH('Inspection Form'!B119,Inventory!B:B,0))=\"Not Qualified\",INDEX(Inventory!L:L,MATCH('Inspection Form'!B119,Inventory!B:B,0))<>\"\",$Q$5<>\"Pre\"),0,BY119*BZ119), 0)","v":0},null,{"$error":"#DIV/0!"},{"$error":"#DIV/0!"},116]
[null,116,null,null,null,null,null,null,null,null,null,null,null,null,null,null,null,null,null,null,null,null,null,null,null,null,null,null,null,null,null,null,null,null,null,null,null,null,null,null,null,null,null,null,null,null,null,null,null,null,null,null,null,null,null,null,null,null,null,null,null,null,null,null,null,null,null,null,null,null,null,null,null,{"$f":"INDEX('Fixture Descriptions'!A:K,MATCH('Inspection Form'!H120,'Fixture Descriptions'!A:A,0),8)","v":{"$error":"#N/A"}},{"$error":"#N/A"},null,{"$error":"#N/A"},1,null,null,null,{"$f":"IFERROR(IF(AND(INDEX(Inventory!CA:CA,MATCH('Inspection Form'!B120,Inventory!B:B,0))=\"Not Qualified\",INDEX(Inventory!L:L,MATCH('Inspection Form'!B120,Inventory!B:B,0))<>\"\",$Q$5<>\"Pre\"),0,BY120*BZ120), 0)","v":0},null,{"$error":"#DIV/0!"},{"$error":"#DIV/0!"},117]
[null,117,null,null,null,null,null,null,null,null,null,null,null,null,null,null,null,null,null,null,null,null,null,null,null,null,null,null,null,null,null,null,null,null,null,null,null,null,null,null,null,null,null,null,null,null,null,null,null,null,null,null,null,null,null,null,null,null,null,null,null,null,null,null,null,null,null,null,null,null,null,null,null,{"$f":"INDEX('Fixture Descriptions'!A:K,MATCH('Inspection Form'!H121,'Fixture Descriptions'!A:A,0),8)","v":{"$error":"#N/A"}},{"$error":"#N/A"},null,{"$error":"#N/A"},1,null,null,null,{"$f":"IFERROR(IF(AND(INDEX(Inventory!CA:CA,MATCH('Inspection Form'!B121,Inventory!B:B,0))=\"Not Qualified\",INDEX(Inventory!L:L,MATCH('Inspection Form'!B121,Inventory!B:B,0))<>\"\",$Q$5<>\"Pre\"),0,BY121*BZ121), 0)","v":0},null,{"$error":"#DIV/0!"},{"$error":"#DIV/0!"},118]
[null,118,null,null,null,null,null,null,null,null,null,null,null,null,null,null,null,null,null,null,null,null,null,null,null,null,null,null,null,null,null,null,null,null,null,null,null,null,null,null,null,null,null,null,null,null,null,null,null,null,null,null,null,null,null,null,null,null,null,null,null,null,null,null,null,null,null,null,null,null,null,null,null,{"$f":"INDEX('Fixture Descriptions'!A:K,MATCH('Inspection Form'!H122,'Fixture Descriptions'!A:A,0),8)","v":{"$error":"#N/A"}},{"$error":"#N/A"},null,{"$error":"#N/A"},1,null,null,null,{"$f":"IFERROR(IF(AND(INDEX(Inventory!CA:CA,MATCH('Inspection Form'!B122,Inventory!B:B,0))=\"Not Qualified\",INDEX(Inventory!L:L,MATCH('Inspection Form'!B122,Inventory!B:B,0))<>\"\",$Q$5<>\"Pre\"),0,BY122*BZ122), 0)","v":0},null,{"$error":"#DIV/0!"},{"$error":"#DIV/0!"},119]
[null,119,null,null,null,null,null,null,null,null,null,null,null,null,null,null,null,null,null,null,null,null,null,null,null,null,null,null,null,null,null,null,null,null,null,null,null,null,null,null,null,null,null,null,null,null,null,null,null,null,null,null,null,null,null,null,null,null,null,null,null,null,null,null,null,null,null,null,null,null,null,null,null,{"$f":"INDEX('Fixture Descriptions'!A:K,MATCH('Inspection Form'!H123,'Fixture Descriptions'!A:A,0),8)","v":{"$error":"#N/A"}},{"$error":"#N/A"},null,{"$error":"#N/A"},1,null,null,null,{"$f":"IFERROR(IF(AND(INDEX(Inventory!CA:CA,MATCH('Inspection Form'!B123,Inventory!B:B,0))=\"Not Qualified\",INDEX(Inventory!L:L,MATCH('Inspection Form'!B123,Inventory!B:B,0))<>\"\",$Q$5<>\"Pre\"),0,BY123*BZ123), 0)","v":0},null,{"$error":"#DIV/0!"},{"$error":"#DIV/0!"},120]
[null,120,null,null,null,null,null,null,null,null,null,null,null,null,null,null,null,null,null,null,null,null,null,null,null,null,null,null,null,null,null,null,null,null,null,null,null,null,null,null,null,null,null,null,null,null,null,null,null,null,null,null,null,null,null,null,null,null,null,null,null,null,null,null,null,null,null,null,null,null,null,null,null,{"$f":"INDEX('Fixture Descriptions'!A:K,MATCH('Inspection Form'!H124,'Fixture Descriptions'!A:A,0),8)","v":{"$error":"#N/A"}},{"$error":"#N/A"},null,{"$error":"#N/A"},1,null,null,null,{"$f":"IFERROR(IF(AND(INDEX(Inventory!CA:CA,MATCH('Inspection Form'!B124,Inventory!B:B,0))=\"Not Qualified\",INDEX(Inventory!L:L,MATCH('Inspection Form'!B124,Inventory!B:B,0))<>\"\",$Q$5<>\"Pre\"),0,BY124*BZ124), 0)","v":0},null,{"$error":"#DIV/0!"},{"$error":"#DIV/0!"},121]
[null,121,null,null,null,null,null,null,null,null,null,null,null,null,null,null,null,null,null,null,null,null,null,null,null,null,null,null,null,null,null,null,null,null,null,null,null,null,null,null,null,null,null,null,null,null,null,null,null,null,null,null,null,null,null,null,null,null,null,null,null,null,null,null,null,null,null,null,null,null,null,null,null,{"$f":"INDEX('Fixture Descriptions'!A:K,MATCH('Inspection Form'!H125,'Fixture Descriptions'!A:A,0),8)","v":{"$error":"#N/A"}},{"$error":"#N/A"},null,{"$error":"#N/A"},1,null,null,null,{"$f":"IFERROR(IF(AND(INDEX(Inventory!CA:CA,MATCH('Inspection Form'!B125,Inventory!B:B,0))=\"Not Qualified\",INDEX(Inventory!L:L,MATCH('Inspection Form'!B125,Inventory!B:B,0))<>\"\",$Q$5<>\"Pre\"),0,BY125*BZ125), 0)","v":0},null,{"$error":"#DIV/0!"},{"$error":"#DIV/0!"},122]
[null,122,null,null,null,null,null,null,null,null,null,null,null,null,null,null,null,null,null,null,null,null,null,null,null,null,null,null,null,null,null,null,null,null,null,null,null,null,null,null,null,null,null,null,null,null,null,null,null,null,null,null,null,null,null,null,null,null,null,null,null,null,null,null,null,null,null,null,null,null,null,null,null,{"$f":"INDEX('Fixture Descriptions'!A:K,MATCH('Inspection Form'!H126,'Fixture Descriptions'!A:A,0),8)","v":{"$error":"#N/A"}},{"$error":"#N/A"},null,{"$error":"#N/A"},1,null,null,null,{"$f":"IFERROR(IF(AND(INDEX(Inventory!CA:CA,MATCH('Inspection Form'!B126,Inventory!B:B,0))=\"Not Qualified\",INDEX(Inventory!L:L,MATCH('Inspection Form'!B126,Inventory!B:B,0))<>\"\",$Q$5<>\"Pre\"),0,BY126*BZ126), 0)","v":0},null,{"$error":"#DIV/0!"},{"$error":"#DIV/0!"},123]
[null,123,null,null,null,null,null,null,null,null,null,null,null,null,null,null,null,null,null,null,null,null,null,null,null,null,null,null,null,null,null,null,null,null,null,null,null,null,null,null,null,null,null,null,null,null,null,null,null,null,null,null,null,null,null,null,null,null,null,null,null,null,null,null,null,null,null,null,null,null,null,null,null,{"$f":"INDEX('Fixture Descriptions'!A:K,MATCH('Inspection Form'!H127,'Fixture Descriptions'!A:A,0),8)","v":{"$error":"#N/A"}},{"$error":"#N/A"},null,{"$error":"#N/A"},1,null,null,null,{"$f":"IFERROR(IF(AND(INDEX(Inventory!CA:CA,MATCH('Inspection Form'!B127,Inventory!B:B,0))=\"Not Qualified\",INDEX(Inventory!L:L,MATCH('Inspection Form'!B127,Inventory!B:B,0))<>\"\",$Q$5<>\"Pre\"),0,BY127*BZ127), 0)","v":0},null,{"$error":"#DIV/0!"},{"$error":"#DIV/0!"},124]
[null,124,null,null,null,null,null,null,null,null,null,null,null,null,null,null,null,null,null,null,null,null,null,null,null,null,null,null,null,null,null,null,null,null,null,null,null,null,null,null,null,null,null,null,null,null,null,null,null,null,null,null,null,null,null,null,null,null,null,null,null,null,null,null,null,null,null,null,null,null,null,null,null,{"$f":"INDEX('Fixture Descriptions'!A:K,MATCH('Inspection Form'!H128,'Fixture Descriptions'!A:A,0),8)","v":{"$error":"#N/A"}},{"$error":"#N/A"},null,{"$error":"#N/A"},1,null,null,null,{"$f":"IFERROR(IF(AND(INDEX(Inventory!CA:CA,MATCH('Inspection Form'!B128,Inventory!B:B,0))=\"Not Qualified\",INDEX(Inventory!L:L,MATCH('Inspection Form'!B128,Inventory!B:B,0))<>\"\",$Q$5<>\"Pre\"),0,BY128*BZ128), 0)","v":0},null,{"$error":"#DIV/0!"},{"$error":"#DIV/0!"},125]
[null,125,null,null,null,null,null,null,null,null,null,null,null,null,null,null,null,null,null,null,null,null,null,null,null,null,null,null,null,null,null,null,null,null,null,null,null,null,null,null,null,null,null,null,null,null,null,null,null,null,null,null,null,null,null,null,null,null,null,null,null,null,null,null,null,null,null,null,null,null,null,null,null,{"$f":"INDEX('Fixture Descriptions'!A:K,MATCH('Inspection Form'!H129,'Fixture Descriptions'!A:A,0),8)","v":{"$error":"#N/A"}},{"$error":"#N/A"},null,{"$error":"#N/A"},1,null,null,null,{"$f":"IFERROR(IF(AND(INDEX(Inventory!CA:CA,MATCH('Inspection Form'!B129,Inventory!B:B,0))=\"Not Qualified\",INDEX(Inventory!L:L,MATCH('Inspection Form'!B129,Inventory!B:B,0))<>\"\",$Q$5<>\"Pre\"),0,BY129*BZ129), 0)","v":0},null,{"$error":"#DIV/0!"},{"$error":"#DIV/0!"},126]
[null,126,null,null,null,null,null,null,null,null,null,null,null,null,null,null,null,null,null,null,null,null,null,null,null,null,null,null,null,null,null,null,null,null,null,null,null,null,null,null,null,null,null,null,null,null,null,null,null,null,null,null,null,null,null,null,null,null,null,null,null,null,null,null,null,null,null,null,null,null,null,null,null,{"$f":"INDEX('Fixture Descriptions'!A:K,MATCH('Inspection Form'!H130,'Fixture Descriptions'!A:A,0),8)","v":{"$error":"#N/A"}},{"$error":"#N/A"},null,{"$error":"#N/A"},1,null,null,null,{"$f":"IFERROR(IF(AND(INDEX(Inventory!CA:CA,MATCH('Inspection Form'!B130,Inventory!B:B,0))=\"Not Qualified\",INDEX(Inventory!L:L,MATCH('Inspection Form'!B130,Inventory!B:B,0))<>\"\",$Q$5<>\"Pre\"),0,BY130*BZ130), 0)","v":0},null,{"$error":"#DIV/0!"},{"$error":"#DIV/0!"},127]
[null,127,null,null,null,null,null,null,null,null,null,null,null,null,null,null,null,null,null,null,null,null,null,null,null,null,null,null,null,null,null,null,null,null,null,null,null,null,null,null,null,null,null,null,null,null,null,null,null,null,null,null,null,null,null,null,null,null,null,null,null,null,null,null,null,null,null,null,null,null,null,null,null,{"$f":"INDEX('Fixture Descriptions'!A:K,MATCH('Inspection Form'!H131,'Fixture Descriptions'!A:A,0),8)","v":{"$error":"#N/A"}},{"$error":"#N/A"},null,{"$error":"#N/A"},1,null,null,null,{"$f":"IFERROR(IF(AND(INDEX(Inventory!CA:CA,MATCH('Inspection Form'!B131,Inventory!B:B,0))=\"Not Qualified\",INDEX(Inventory!L:L,MATCH('Inspection Form'!B131,Inventory!B:B,0))<>\"\",$Q$5<>\"Pre\"),0,BY131*BZ131), 0)","v":0},null,{"$error":"#DIV/0!"},{"$error":"#DIV/0!"},128]
[null,128,null,null,null,null,null,null,null,null,null,null,null,null,null,null,null,null,null,null,null,null,null,null,null,null,null,null,null,null,null,null,null,null,null,null,null,null,null,null,null,null,null,null,null,null,null,null,null,null,null,null,null,null,null,null,null,null,null,null,null,null,null,null,null,null,null,null,null,null,null,null,null,{"$f":"INDEX('Fixture Descriptions'!A:K,MATCH('Inspection Form'!H132,'Fixture Descriptions'!A:A,0),8)","v":{"$error":"#N/A"}},{"$error":"#N/A"},null,{"$error":"#N/A"},1,null,null,null,{"$f":"IFERROR(IF(AND(INDEX(Inventory!CA:CA,MATCH('Inspection Form'!B132,Inventory!B:B,0))=\"Not Qualified\",INDEX(Inventory!L:L,MATCH('Inspection Form'!B132,Inventory!B:B,0))<>\"\",$Q$5<>\"Pre\"),0,BY132*BZ132), 0)","v":0},null,{"$error":"#DIV/0!"},{"$error":"#DIV/0!"},129]
[null,129,null,null,null,null,null,null,null,null,null,null,null,null,null,null,null,null,null,null,null,null,null,null,null,null,null,null,null,null,null,null,null,null,null,null,null,null,null,null,null,null,null,null,null,null,null,null,null,null,null,null,null,null,null,null,null,null,null,null,null,null,null,null,null,null,null,null,null,null,null,null,null,{"$f":"INDEX('Fixture Descriptions'!A:K,MATCH('Inspection Form'!H133,'Fixture Descriptions'!A:A,0),8)","v":{"$error":"#N/A"}},{"$f":"BV133*I133","v":{"$error":"#N/A"}},null,{"$error":"#N/A"},1,null,null,null,{"$f":"IFERROR(IF(AND(INDEX(Inventory!CA:CA,MATCH('Inspection Form'!B133,Inventory!B:B,0))=\"Not Qualified\",INDEX(Inventory!L:L,MATCH('Inspection Form'!B133,Inventory!B:B,0))<>\"\",$Q$5<>\"Pre\"),0,BY133*BZ133), 0)","v":0},null,{"$error":"#DIV/0!"},{"$error":"#DIV/0!"},130]
[null,130,null,null,null,null,null,null,null,null,null,null,null,null,null,null,null,null,null,null,null,null,null,null,null,null,null,null,null,null,null,null,null,null,null,null,null,null,null,null,null,null,null,null,null,null,null,null,null,null,null,null,null,null,null,null,null,null,null,null,null,null,null,null,null,null,null,null,null,null,null,null,null,{"$f":"INDEX('Fixture Descriptions'!A:K,MATCH('Inspection Form'!H134,'Fixture Descriptions'!A:A,0),8)","v":{"$error":"#N/A"}},{"$error":"#N/A"},null,{"$f":"BW134","v":{"$error":"#N/A"}},{"$f":"IF($U$3=\"All\", 1, IF(AND(C134=$U$3, H134=$U$4), 1, 0))","v":1},null,null,null,{"$f":"IFERROR(IF(AND(INDEX(Inventory!CA:CA,MATCH('Inspection Form'!B134,Inventory!B:B,0))=\"Not Qualified\",INDEX(Inventory!L:L,MATCH('Inspection Form'!B134,Inventory!B:B,0))<>\"\",$Q$5<>\"Pre\"),0,BY134*BZ134), 0)","v":0},null,{"$f":"CD134/$CE$5","v":{"$error":"#DIV/0!"}},{"$f":"CF134+CG133","v":{"$error":"#DIV/0!"}},131]
[null,131,null,null,null,null,null,null,null,null,null,null,null,null,null,null,null,null,null,null,null,null,null,null,null,null,null,null,null,null,null,null,null,null,null,null,null,null,null,null,null,null,null,null,null,null,null,null,null,null,null,null,null,null,null,null,null,null,null,null,null,null,null,null,null,null,null,null,null,null,null,null,null,{"$f":"INDEX('Fixture Descriptions'!A:K,MATCH('Inspection Form'!H135,'Fixture Descriptions'!A:A,0),8)","v":{"$error":"#N/A"}},{"$error":"#N/A"},null,{"$error":"#N/A"},1,null,null,null,{"$f":"IFERROR(IF(AND(INDEX(Inventory!CA:CA,MATCH('Inspection Form'!B135,Inventory!B:B,0))=\"Not Qualified\",INDEX(Inventory!L:L,MATCH('Inspection Form'!B135,Inventory!B:B,0))<>\"\",$Q$5<>\"Pre\"),0,BY135*BZ135), 0)","v":0},null,{"$error":"#DIV/0!"},{"$error":"#DIV/0!"},132]
[null,132,null,null,null,null,null,null,null,null,null,null,null,null,null,null,null,null,null,null,null,null,null,null,null,null,null,null,null,null,null,null,null,null,null,null,null,null,null,null,null,null,null,null,null,null,null,null,null,null,null,null,null,null,null,null,null,null,null,null,null,null,null,null,null,null,null,null,null,null,null,null,null,{"$f":"INDEX('Fixture Descriptions'!A:K,MATCH('Inspection Form'!H136,'Fixture Descriptions'!A:A,0),8)","v":{"$error":"#N/A"}},{"$error":"#N/A"},null,{"$error":"#N/A"},1,null,null,null,{"$f":"IFERROR(IF(AND(INDEX(Inventory!CA:CA,MATCH('Inspection Form'!B136,Inventory!B:B,0))=\"Not Qualified\",INDEX(Inventory!L:L,MATCH('Inspection Form'!B136,Inventory!B:B,0))<>\"\",$Q$5<>\"Pre\"),0,BY136*BZ136), 0)","v":0},null,{"$error":"#DIV/0!"},{"$error":"#DIV/0!"},133]
[null,133,null,null,null,null,null,null,null,null,null,null,null,null,null,null,null,null,null,null,null,null,null,null,null,null,null,null,null,null,null,null,null,null,null,null,null,null,null,null,null,null,null,null,null,null,null,null,null,null,null,null,null,null,null,null,null,null,null,null,null,null,null,null,null,null,null,null,null,null,null,null,null,{"$f":"INDEX('Fixture Descriptions'!A:K,MATCH('Inspection Form'!H137,'Fixture Descriptions'!A:A,0),8)","v":{"$error":"#N/A"}},{"$error":"#N/A"},null,{"$error":"#N/A"},1,null,null,null,{"$f":"IFERROR(IF(AND(INDEX(Inventory!CA:CA,MATCH('Inspection Form'!B137,Inventory!B:B,0))=\"Not Qualified\",INDEX(Inventory!L:L,MATCH('Inspection Form'!B137,Inventory!B:B,0))<>\"\",$Q$5<>\"Pre\"),0,BY137*BZ137), 0)","v":0},null,{"$error":"#DIV/0!"},{"$error":"#DIV/0!"},134]
[null,134,null,null,null,null,null,null,null,null,null,null,null,null,null,null,null,null,null,null,null,null,null,null,null,null,null,null,null,null,null,null,null,null,null,null,null,null,null,null,null,null,null,null,null,null,null,null,null,null,null,null,null,null,null,null,null,null,null,null,null,null,null,null,null,null,null,null,null,null,null,null,null,{"$f":"INDEX('Fixture Descriptions'!A:K,MATCH('Inspection Form'!H138,'Fixture Descriptions'!A:A,0),8)","v":{"$error":"#N/A"}},{"$error":"#N/A"},null,{"$error":"#N/A"},1,null,null,null,{"$f":"IFERROR(IF(AND(INDEX(Inventory!CA:CA,MATCH('Inspection Form'!B138,Inventory!B:B,0))=\"Not Qualified\",INDEX(Inventory!L:L,MATCH('Inspection Form'!B138,Inventory!B:B,0))<>\"\",$Q$5<>\"Pre\"),0,BY138*BZ138), 0)","v":0},null,{"$error":"#DIV/0!"},{"$error":"#DIV/0!"},135]
[null,135,null,null,null,null,null,null,null,null,null,null,null,null,null,null,null,null,null,null,null,null,null,null,null,null,null,null,null,null,null,null,null,null,null,null,null,null,null,null,null,null,null,null,null,null,null,null,null,null,null,null,null,null,null,null,null,null,null,null,null,null,null,null,null,null,null,null,null,null,null,null,null,{"$f":"INDEX('Fixture Descriptions'!A:K,MATCH('Inspection Form'!H139,'Fixture Descriptions'!A:A,0),8)","v":{"$error":"#N/A"}},{"$error":"#N/A"},null,{"$error":"#N/A"},1,null,null,null,{"$f":"IFERROR(IF(AND(INDEX(Inventory!CA:CA,MATCH('Inspection Form'!B139,Inventory!B:B,0))=\"Not Qualified\",INDEX(Inventory!L:L,MATCH('Inspection Form'!B139,Inventory!B:B,0))<>\"\",$Q$5<>\"Pre\"),0,BY139*BZ139), 0)","v":0},null,{"$error":"#DIV/0!"},{"$error":"#DIV/0!"},136]
[null,136,null,null,null,null,null,null,null,null,null,null,null,null,null,null,null,null,null,null,null,null,null,null,null,null,null,null,null,null,null,null,null,null,null,null,null,null,null,null,null,null,null,null,null,null,null,null,null,null,null,null,null,null,null,null,null,null,null,null,null,null,null,null,null,null,null,null,null,null,null,null,null,{"$f":"INDEX('Fixture Descriptions'!A:K,MATCH('Inspection Form'!H140,'Fixture Descriptions'!A:A,0),8)","v":{"$error":"#N/A"}},{"$error":"#N/A"},null,{"$error":"#N/A"},1,null,null,null,{"$f":"IFERROR(IF(AND(INDEX(Inventory!CA:CA,MATCH('Inspection Form'!B140,Inventory!B:B,0))=\"Not Qualified\",INDEX(Inventory!L:L,MATCH('Inspection Form'!B140,Inventory!B:B,0))<>\"\",$Q$5<>\"Pre\"),0,BY140*BZ140), 0)","v":0},null,{"$error":"#DIV/0!"},{"$error":"#DIV/0!"},137]
[null,137,null,null,null,null,null,null,null,null,null,null,null,null,null,null,null,null,null,null,null,null,null,null,null,null,null,null,null,null,null,null,null,null,null,null,null,null,null,null,null,null,null,null,null,null,null,null,null,null,null,null,null,null,null,null,null,null,null,null,null,null,null,null,null,null,null,null,null,null,null,null,null,{"$f":"INDEX('Fixture Descriptions'!A:K,MATCH('Inspection Form'!H141,'Fixture Descriptions'!A:A,0),8)","v":{"$error":"#N/A"}},{"$error":"#N/A"},null,{"$error":"#N/A"},1,null,null,null,{"$f":"IFERROR(IF(AND(INDEX(Inventory!CA:CA,MATCH('Inspection Form'!B141,Inventory!B:B,0))=\"Not Qualified\",INDEX(Inventory!L:L,MATCH('Inspection Form'!B141,Inventory!B:B,0))<>\"\",$Q$5<>\"Pre\"),0,BY141*BZ141), 0)","v":0},null,{"$error":"#DIV/0!"},{"$error":"#DIV/0!"},138]
[null,138,null,null,null,null,null,null,null,null,null,null,null,null,null,null,null,null,null,null,null,null,null,null,null,null,null,null,null,null,null,null,null,null,null,null,null,null,null,null,null,null,null,null,null,null,null,null,null,null,null,null,null,null,null,null,null,null,null,null,null,null,null,null,null,null,null,null,null,null,null,null,null,{"$f":"INDEX('Fixture Descriptions'!A:K,MATCH('Inspection Form'!H142,'Fixture Descriptions'!A:A,0),8)","v":{"$error":"#N/A"}},{"$error":"#N/A"},null,{"$error":"#N/A"},1,null,null,null,{"$f":"IFERROR(IF(AND(INDEX(Inventory!CA:CA,MATCH('Inspection Form'!B142,Inventory!B:B,0))=\"Not Qualified\",INDEX(Inventory!L:L,MATCH('Inspection Form'!B142,Inventory!B:B,0))<>\"\",$Q$5<>\"Pre\"),0,BY142*BZ142), 0)","v":0},null,{"$error":"#DIV/0!"},{"$error":"#DIV/0!"},139]
[null,139,null,null,null,null,null,null,null,null,null,null,null,null,null,null,null,null,null,null,null,null,null,null,null,null,null,null,null,null,null,null,null,null,null,null,null,null,null,null,null,null,null,null,null,null,null,null,null,null,null,null,null,null,null,null,null,null,null,null,null,null,null,null,null,null,null,null,null,null,null,null,null,{"$f":"INDEX('Fixture Descriptions'!A:K,MATCH('Inspection Form'!H143,'Fixture Descriptions'!A:A,0),8)","v":{"$error":"#N/A"}},{"$error":"#N/A"},null,{"$error":"#N/A"},1,null,null,null,{"$f":"IFERROR(IF(AND(INDEX(Inventory!CA:CA,MATCH('Inspection Form'!B143,Inventory!B:B,0))=\"Not Qualified\",INDEX(Inventory!L:L,MATCH('Inspection Form'!B143,Inventory!B:B,0))<>\"\",$Q$5<>\"Pre\"),0,BY143*BZ143), 0)","v":0},null,{"$error":"#DIV/0!"},{"$error":"#DIV/0!"},140]
[null,140,null,null,null,null,null,null,null,null,null,null,null,null,null,null,null,null,null,null,null,null,null,null,null,null,null,null,null,null,null,null,null,null,null,null,null,null,null,null,null,null,null,null,null,null,null,null,null,null,null,null,null,null,null,null,null,null,null,null,null,null,null,null,null,null,null,null,null,null,null,null,null,{"$f":"INDEX('Fixture Descriptions'!A:K,MATCH('Inspection Form'!H144,'Fixture Descriptions'!A:A,0),8)","v":{"$error":"#N/A"}},{"$error":"#N/A"},null,{"$error":"#N/A"},1,null,null,null,{"$f":"IFERROR(IF(AND(INDEX(Inventory!CA:CA,MATCH('Inspection Form'!B144,Inventory!B:B,0))=\"Not Qualified\",INDEX(Inventory!L:L,MATCH('Inspection Form'!B144,Inventory!B:B,0))<>\"\",$Q$5<>\"Pre\"),0,BY144*BZ144), 0)","v":0},null,{"$error":"#DIV/0!"},{"$error":"#DIV/0!"},141]
[null,141,null,null,null,null,null,null,null,null,null,null,null,null,null,null,null,null,null,null,null,null,null,null,null,null,null,null,null,null,null,null,null,null,null,null,null,null,null,null,null,null,null,null,null,null,null,null,null,null,null,null,null,null,null,null,null,null,null,null,null,null,null,null,null,null,null,null,null,null,null,null,null,{"$f":"INDEX('Fixture Descriptions'!A:K,MATCH('Inspection Form'!H145,'Fixture Descriptions'!A:A,0),8)","v":{"$error":"#N/A"}},{"$error":"#N/A"},null,{"$error":"#N/A"},1,null,null,null,{"$f":"IFERROR(IF(AND(INDEX(Inventory!CA:CA,MATCH('Inspection Form'!B145,Inventory!B:B,0))=\"Not Qualified\",INDEX(Inventory!L:L,MATCH('Inspection Form'!B145,Inventory!B:B,0))<>\"\",$Q$5<>\"Pre\"),0,BY145*BZ145), 0)","v":0},null,{"$error":"#DIV/0!"},{"$error":"#DIV/0!"},142]
[null,142,null,null,null,null,null,null,null,null,null,null,null,null,null,null,null,null,null,null,null,null,null,null,null,null,null,null,null,null,null,null,null,null,null,null,null,null,null,null,null,null,null,null,null,null,null,null,null,null,null,null,null,null,null,null,null,null,null,null,null,null,null,null,null,null,null,null,null,null,null,null,null,{"$f":"INDEX('Fixture Descriptions'!A:K,MATCH('Inspection Form'!H146,'Fixture Descriptions'!A:A,0),8)","v":{"$error":"#N/A"}},{"$error":"#N/A"},null,{"$error":"#N/A"},1,null,null,null,{"$f":"IFERROR(IF(AND(INDEX(Inventory!CA:CA,MATCH('Inspection Form'!B146,Inventory!B:B,0))=\"Not Qualified\",INDEX(Inventory!L:L,MATCH('Inspection Form'!B146,Inventory!B:B,0))<>\"\",$Q$5<>\"Pre\"),0,BY146*BZ146), 0)","v":0},null,{"$error":"#DIV/0!"},{"$error":"#DIV/0!"},143]
[null,143,null,null,null,null,null,null,null,null,null,null,null,null,null,null,null,null,null,null,null,null,null,null,null,null,null,null,null,null,null,null,null,null,null,null,null,null,null,null,null,null,null,null,null,null,null,null,null,null,null,null,null,null,null,null,null,null,null,null,null,null,null,null,null,null,null,null,null,null,null,null,null,{"$f":"INDEX('Fixture Descriptions'!A:K,MATCH('Inspection Form'!H147,'Fixture Descriptions'!A:A,0),8)","v":{"$error":"#N/A"}},{"$error":"#N/A"},null,{"$error":"#N/A"},1,null,null,null,{"$f":"IFERROR(IF(AND(INDEX(Inventory!CA:CA,MATCH('Inspection Form'!B147,Inventory!B:B,0))=\"Not Qualified\",INDEX(Inventory!L:L,MATCH('Inspection Form'!B147,Inventory!B:B,0))<>\"\",$Q$5<>\"Pre\"),0,BY147*BZ147), 0)","v":0},null,{"$error":"#DIV/0!"},{"$error":"#DIV/0!"},144]
[null,144,null,null,null,null,null,null,null,null,null,null,null,null,null,null,null,null,null,null,null,null,null,null,null,null,null,null,null,null,null,null,null,null,null,null,null,null,null,null,null,null,null,null,null,null,null,null,null,null,null,null,null,null,null,null,null,null,null,null,null,null,null,null,null,null,null,null,null,null,null,null,null,{"$f":"INDEX('Fixture Descriptions'!A:K,MATCH('Inspection Form'!H148,'Fixture Descriptions'!A:A,0),8)","v":{"$error":"#N/A"}},{"$error":"#N/A"},null,{"$error":"#N/A"},1,null,null,null,{"$f":"IFERROR(IF(AND(INDEX(Inventory!CA:CA,MATCH('Inspection Form'!B148,Inventory!B:B,0))=\"Not Qualified\",INDEX(Inventory!L:L,MATCH('Inspection Form'!B148,Inventory!B:B,0))<>\"\",$Q$5<>\"Pre\"),0,BY148*BZ148), 0)","v":0},null,{"$error":"#DIV/0!"},{"$error":"#DIV/0!"},145]
[null,145,null,null,null,null,null,null,null,null,null,null,null,null,null,null,null,null,null,null,null,null,null,null,null,null,null,null,null,null,null,null,null,null,null,null,null,null,null,null,null,null,null,null,null,null,null,null,null,null,null,null,null,null,null,null,null,null,null,null,null,null,null,null,null,null,null,null,null,null,null,null,null,{"$f":"INDEX('Fixture Descriptions'!A:K,MATCH('Inspection Form'!H149,'Fixture Descriptions'!A:A,0),8)","v":{"$error":"#N/A"}},{"$error":"#N/A"},null,{"$error":"#N/A"},1,null,null,null,{"$f":"IFERROR(IF(AND(INDEX(Inventory!CA:CA,MATCH('Inspection Form'!B149,Inventory!B:B,0))=\"Not Qualified\",INDEX(Inventory!L:L,MATCH('Inspection Form'!B149,Inventory!B:B,0))<>\"\",$Q$5<>\"Pre\"),0,BY149*BZ149), 0)","v":0},null,{"$error":"#DIV/0!"},{"$error":"#DIV/0!"},146]
[null,146,null,null,null,null,null,null,null,null,null,null,null,null,null,null,null,null,null,null,null,null,null,null,null,null,null,null,null,null,null,null,null,null,null,null,null,null,null,null,null,null,null,null,null,null,null,null,null,null,null,null,null,null,null,null,null,null,null,null,null,null,null,null,null,null,null,null,null,null,null,null,null,{"$f":"INDEX('Fixture Descriptions'!A:K,MATCH('Inspection Form'!H150,'Fixture Descriptions'!A:A,0),8)","v":{"$error":"#N/A"}},{"$error":"#N/A"},null,{"$error":"#N/A"},1,null,null,null,{"$f":"IFERROR(IF(AND(INDEX(Inventory!CA:CA,MATCH('Inspection Form'!B150,Inventory!B:B,0))=\"Not Qualified\",INDEX(Inventory!L:L,MATCH('Inspection Form'!B150,Inventory!B:B,0))<>\"\",$Q$5<>\"Pre\"),0,BY150*BZ150), 0)","v":0},null,{"$error":"#DIV/0!"},{"$error":"#DIV/0!"},147]
[null,147,null,null,null,null,null,null,null,null,null,null,null,null,null,null,null,null,null,null,null,null,null,null,null,null,null,null,null,null,null,null,null,null,null,null,null,null,null,null,null,null,null,null,null,null,null,null,null,null,null,null,null,null,null,null,null,null,null,null,null,null,null,null,null,null,null,null,null,null,null,null,null,{"$f":"INDEX('Fixture Descriptions'!A:K,MATCH('Inspection Form'!H151,'Fixture Descriptions'!A:A,0),8)","v":{"$error":"#N/A"}},{"$error":"#N/A"},null,{"$error":"#N/A"},1,null,null,null,{"$f":"IFERROR(IF(AND(INDEX(Inventory!CA:CA,MATCH('Inspection Form'!B151,Inventory!B:B,0))=\"Not Qualified\",INDEX(Inventory!L:L,MATCH('Inspection Form'!B151,Inventory!B:B,0))<>\"\",$Q$5<>\"Pre\"),0,BY151*BZ151), 0)","v":0},null,{"$error":"#DIV/0!"},{"$error":"#DIV/0!"},148]
[null,148,null,null,null,null,null,null,null,null,null,null,null,null,null,null,null,null,null,null,null,null,null,null,null,null,null,null,null,null,null,null,null,null,null,null,null,null,null,null,null,null,null,null,null,null,null,null,null,null,null,null,null,null,null,null,null,null,null,null,null,null,null,null,null,null,null,null,null,null,null,null,null,{"$f":"INDEX('Fixture Descriptions'!A:K,MATCH('Inspection Form'!H152,'Fixture Descriptions'!A:A,0),8)","v":{"$error":"#N/A"}},{"$error":"#N/A"},null,{"$error":"#N/A"},1,null,null,null,{"$f":"IFERROR(IF(AND(INDEX(Inventory!CA:CA,MATCH('Inspection Form'!B152,Inventory!B:B,0))=\"Not Qualified\",INDEX(Inventory!L:L,MATCH('Inspection Form'!B152,Inventory!B:B,0))<>\"\",$Q$5<>\"Pre\"),0,BY152*BZ152), 0)","v":0},null,{"$error":"#DIV/0!"},{"$error":"#DIV/0!"},149]
[null,149,null,null,null,null,null,null,null,null,null,null,null,null,null,null,null,null,null,null,null,null,null,null,null,null,null,null,null,null,null,null,null,null,null,null,null,null,null,null,null,null,null,null,null,null,null,null,null,null,null,null,null,null,null,null,null,null,null,null,null,null,null,null,null,null,null,null,null,null,null,null,null,{"$f":"INDEX('Fixture Descriptions'!A:K,MATCH('Inspection Form'!H153,'Fixture Descriptions'!A:A,0),8)","v":{"$error":"#N/A"}},{"$error":"#N/A"},null,{"$error":"#N/A"},1,null,null,null,{"$f":"IFERROR(IF(AND(INDEX(Inventory!CA:CA,MATCH('Inspection Form'!B153,Inventory!B:B,0))=\"Not Qualified\",INDEX(Inventory!L:L,MATCH('Inspection Form'!B153,Inventory!B:B,0))<>\"\",$Q$5<>\"Pre\"),0,BY153*BZ153), 0)","v":0},null,{"$error":"#DIV/0!"},{"$error":"#DIV/0!"},150]
[null,150,null,null,null,null,null,null,null,null,null,null,null,null,null,null,null,null,null,null,null,null,null,null,null,null,null,null,null,null,null,null,null,null,null,null,null,null,null,null,null,null,null,null,null,null,null,null,null,null,null,null,null,null,null,null,null,null,null,null,null,null,null,null,null,null,null,null,null,null,null,null,null,{"$f":"INDEX('Fixture Descriptions'!A:K,MATCH('Inspection Form'!H154,'Fixture Descriptions'!A:A,0),8)","v":{"$error":"#N/A"}},{"$error":"#N/A"},null,{"$error":"#N/A"},1,null,null,null,{"$f":"IFERROR(IF(AND(INDEX(Inventory!CA:CA,MATCH('Inspection Form'!B154,Inventory!B:B,0))=\"Not Qualified\",INDEX(Inventory!L:L,MATCH('Inspection Form'!B154,Inventory!B:B,0))<>\"\",$Q$5<>\"Pre\"),0,BY154*BZ154), 0)","v":0},null,{"$error":"#DIV/0!"},{"$error":"#DIV/0!"},151]
[null,151,null,null,null,null,null,null,null,null,null,null,null,null,null,null,null,null,null,null,null,null,null,null,null,null,null,null,null,null,null,null,null,null,null,null,null,null,null,null,null,null,null,null,null,null,null,null,null,null,null,null,null,null,null,null,null,null,null,null,null,null,null,null,null,null,null,null,null,null,null,null,null,{"$f":"INDEX('Fixture Descriptions'!A:K,MATCH('Inspection Form'!H155,'Fixture Descriptions'!A:A,0),8)","v":{"$error":"#N/A"}},{"$error":"#N/A"},null,{"$error":"#N/A"},1,null,null,null,{"$f":"IFERROR(IF(AND(INDEX(Inventory!CA:CA,MATCH('Inspection Form'!B155,Inventory!B:B,0))=\"Not Qualified\",INDEX(Inventory!L:L,MATCH('Inspection Form'!B155,Inventory!B:B,0))<>\"\",$Q$5<>\"Pre\"),0,BY155*BZ155), 0)","v":0},null,{"$error":"#DIV/0!"},{"$error":"#DIV/0!"},152]
[null,152,null,null,null,null,null,null,null,null,null,null,null,null,null,null,null,null,null,null,null,null,null,null,null,null,null,null,null,null,null,null,null,null,null,null,null,null,null,null,null,null,null,null,null,null,null,null,null,null,null,null,null,null,null,null,null,null,null,null,null,null,null,null,null,null,null,null,null,null,null,null,null,{"$f":"INDEX('Fixture Descriptions'!A:K,MATCH('Inspection Form'!H156,'Fixture Descriptions'!A:A,0),8)","v":{"$error":"#N/A"}},{"$error":"#N/A"},null,{"$error":"#N/A"},1,null,null,null,{"$f":"IFERROR(IF(AND(INDEX(Inventory!CA:CA,MATCH('Inspection Form'!B156,Inventory!B:B,0))=\"Not Qualified\",INDEX(Inventory!L:L,MATCH('Inspection Form'!B156,Inventory!B:B,0))<>\"\",$Q$5<>\"Pre\"),0,BY156*BZ156), 0)","v":0},null,{"$error":"#DIV/0!"},{"$error":"#DIV/0!"},153]
[null,153,null,null,null,null,null,null,null,null,null,null,null,null,null,null,null,null,null,null,null,null,null,null,null,null,null,null,null,null,null,null,null,null,null,null,null,null,null,null,null,null,null,null,null,null,null,null,null,null,null,null,null,null,null,null,null,null,null,null,null,null,null,null,null,null,null,null,null,null,null,null,null,{"$f":"INDEX('Fixture Descriptions'!A:K,MATCH('Inspection Form'!H157,'Fixture Descriptions'!A:A,0),8)","v":{"$error":"#N/A"}},{"$error":"#N/A"},null,{"$error":"#N/A"},1,null,null,null,{"$f":"IFERROR(IF(AND(INDEX(Inventory!CA:CA,MATCH('Inspection Form'!B157,Inventory!B:B,0))=\"Not Qualified\",INDEX(Inventory!L:L,MATCH('Inspection Form'!B157,Inventory!B:B,0))<>\"\",$Q$5<>\"Pre\"),0,BY157*BZ157), 0)","v":0},null,{"$error":"#DIV/0!"},{"$error":"#DIV/0!"},154]
[null,154,null,null,null,null,null,null,null,null,null,null,null,null,null,null,null,null,null,null,null,null,null,null,null,null,null,null,null,null,null,null,null,null,null,null,null,null,null,null,null,null,null,null,null,null,null,null,null,null,null,null,null,null,null,null,null,null,null,null,null,null,null,null,null,null,null,null,null,null,null,null,null,{"$f":"INDEX('Fixture Descriptions'!A:K,MATCH('Inspection Form'!H158,'Fixture Descriptions'!A:A,0),8)","v":{"$error":"#N/A"}},{"$error":"#N/A"},null,{"$error":"#N/A"},1,null,null,null,{"$f":"IFERROR(IF(AND(INDEX(Inventory!CA:CA,MATCH('Inspection Form'!B158,Inventory!B:B,0))=\"Not Qualified\",INDEX(Inventory!L:L,MATCH('Inspection Form'!B158,Inventory!B:B,0))<>\"\",$Q$5<>\"Pre\"),0,BY158*BZ158), 0)","v":0},null,{"$error":"#DIV/0!"},{"$error":"#DIV/0!"},155]
[null,155,null,null,null,null,null,null,null,null,null,null,null,null,null,null,null,null,null,null,null,null,null,null,null,null,null,null,null,null,null,null,null,null,null,null,null,null,null,null,null,null,null,null,null,null,null,null,null,null,null,null,null,null,null,null,null,null,null,null,null,null,null,null,null,null,null,null,null,null,null,null,null,{"$f":"INDEX('Fixture Descriptions'!A:K,MATCH('Inspection Form'!H159,'Fixture Descriptions'!A:A,0),8)","v":{"$error":"#N/A"}},{"$error":"#N/A"},null,{"$error":"#N/A"},1,null,null,null,{"$f":"IFERROR(IF(AND(INDEX(Inventory!CA:CA,MATCH('Inspection Form'!B159,Inventory!B:B,0))=\"Not Qualified\",INDEX(Inventory!L:L,MATCH('Inspection Form'!B159,Inventory!B:B,0))<>\"\",$Q$5<>\"Pre\"),0,BY159*BZ159), 0)","v":0},null,{"$error":"#DIV/0!"},{"$error":"#DIV/0!"},156]
[null,156,null,null,null,null,null,null,null,null,null,null,null,null,null,null,null,null,null,null,null,null,null,null,null,null,null,null,null,null,null,null,null,null,null,null,null,null,null,null,null,null,null,null,null,null,null,null,null,null,null,null,null,null,null,null,null,null,null,null,null,null,null,null,null,null,null,null,null,null,null,null,null,{"$f":"INDEX('Fixture Descriptions'!A:K,MATCH('Inspection Form'!H160,'Fixture Descriptions'!A:A,0),8)","v":{"$error":"#N/A"}},{"$error":"#N/A"},null,{"$error":"#N/A"},1,null,null,null,{"$f":"IFERROR(IF(AND(INDEX(Inventory!CA:CA,MATCH('Inspection Form'!B160,Inventory!B:B,0))=\"Not Qualified\",INDEX(Inventory!L:L,MATCH('Inspection Form'!B160,Inventory!B:B,0))<>\"\",$Q$5<>\"Pre\"),0,BY160*BZ160), 0)","v":0},null,{"$error":"#DIV/0!"},{"$error":"#DIV/0!"},157]
[null,157,null,null,null,null,null,null,null,null,null,null,null,null,null,null,null,null,null,null,null,null,null,null,null,null,null,null,null,null,null,null,null,null,null,null,null,null,null,null,null,null,null,null,null,null,null,null,null,null,null,null,null,null,null,null,null,null,null,null,null,null,null,null,null,null,null,null,null,null,null,null,null,{"$f":"INDEX('Fixture Descriptions'!A:K,MATCH('Inspection Form'!H161,'Fixture Descriptions'!A:A,0),8)","v":{"$error":"#N/A"}},{"$error":"#N/A"},null,{"$error":"#N/A"},1,null,null,null,{"$f":"IFERROR(IF(AND(INDEX(Inventory!CA:CA,MATCH('Inspection Form'!B161,Inventory!B:B,0))=\"Not Qualified\",INDEX(Inventory!L:L,MATCH('Inspection Form'!B161,Inventory!B:B,0))<>\"\",$Q$5<>\"Pre\"),0,BY161*BZ161), 0)","v":0},null,{"$error":"#DIV/0!"},{"$error":"#DIV/0!"},158]
[null,158,null,null,null,null,null,null,null,null,null,null,null,null,null,null,null,null,null,null,null,null,null,null,null,null,null,null,null,null,null,null,null,null,null,null,null,null,null,null,null,null,null,null,null,null,null,null,null,null,null,null,null,null,null,null,null,null,null,null,null,null,null,null,null,null,null,null,null,null,null,null,null,{"$f":"INDEX('Fixture Descriptions'!A:K,MATCH('Inspection Form'!H162,'Fixture Descriptions'!A:A,0),8)","v":{"$error":"#N/A"}},{"$error":"#N/A"},null,{"$error":"#N/A"},1,null,null,null,{"$f":"IFERROR(IF(AND(INDEX(Inventory!CA:CA,MATCH('Inspection Form'!B162,Inventory!B:B,0))=\"Not Qualified\",INDEX(Inventory!L:L,MATCH('Inspection Form'!B162,Inventory!B:B,0))<>\"\",$Q$5<>\"Pre\"),0,BY162*BZ162), 0)","v":0},null,{"$error":"#DIV/0!"},{"$error":"#DIV/0!"},159]
[null,159,null,null,null,null,null,null,null,null,null,null,null,null,null,null,null,null,null,null,null,null,null,null,null,null,null,null,null,null,null,null,null,null,null,null,null,null,null,null,null,null,null,null,null,null,null,null,null,null,null,null,null,null,null,null,null,null,null,null,null,null,null,null,null,null,null,null,null,null,null,null,null,{"$f":"INDEX('Fixture Descriptions'!A:K,MATCH('Inspection Form'!H163,'Fixture Descriptions'!A:A,0),8)","v":{"$error":"#N/A"}},{"$error":"#N/A"},null,{"$error":"#N/A"},1,null,null,null,{"$f":"IFERROR(IF(AND(INDEX(Inventory!CA:CA,MATCH('Inspection Form'!B163,Inventory!B:B,0))=\"Not Qualified\",INDEX(Inventory!L:L,MATCH('Inspection Form'!B163,Inventory!B:B,0))<>\"\",$Q$5<>\"Pre\"),0,BY163*BZ163), 0)","v":0},null,{"$error":"#DIV/0!"},{"$error":"#DIV/0!"},160]
[null,160,null,null,null,null,null,null,null,null,null,null,null,null,null,null,null,null,null,null,null,null,null,null,null,null,null,null,null,null,null,null,null,null,null,null,null,null,null,null,null,null,null,null,null,null,null,null,null,null,null,null,null,null,null,null,null,null,null,null,null,null,null,null,null,null,null,null,null,null,null,null,null,{"$f":"INDEX('Fixture Descriptions'!A:K,MATCH('Inspection Form'!H164,'Fixture Descriptions'!A:A,0),8)","v":{"$error":"#N/A"}},{"$error":"#N/A"},null,{"$error":"#N/A"},1,null,null,null,{"$f":"IFERROR(IF(AND(INDEX(Inventory!CA:CA,MATCH('Inspection Form'!B164,Inventory!B:B,0))=\"Not Qualified\",INDEX(Inventory!L:L,MATCH('Inspection Form'!B164,Inventory!B:B,0))<>\"\",$Q$5<>\"Pre\"),0,BY164*BZ164), 0)","v":0},null,{"$error":"#DIV/0!"},{"$error":"#DIV/0!"},161]
[null,161,null,null,null,null,null,null,null,null,null,null,null,null,null,null,null,null,null,null,null,null,null,null,null,null,null,null,null,null,null,null,null,null,null,null,null,null,null,null,null,null,null,null,null,null,null,null,null,null,null,null,null,null,null,null,null,null,null,null,null,null,null,null,null,null,null,null,null,null,null,null,null,{"$f":"INDEX('Fixture Descriptions'!A:K,MATCH('Inspection Form'!H165,'Fixture Descriptions'!A:A,0),8)","v":{"$error":"#N/A"}},{"$error":"#N/A"},null,{"$error":"#N/A"},1,null,null,null,{"$f":"IFERROR(IF(AND(INDEX(Inventory!CA:CA,MATCH('Inspection Form'!B165,Inventory!B:B,0))=\"Not Qualified\",INDEX(Inventory!L:L,MATCH('Inspection Form'!B165,Inventory!B:B,0))<>\"\",$Q$5<>\"Pre\"),0,BY165*BZ165), 0)","v":0},null,{"$error":"#DIV/0!"},{"$error":"#DIV/0!"},162]
[null,162,null,null,null,null,null,null,null,null,null,null,null,null,null,null,null,null,null,null,null,null,null,null,null,null,null,null,null,null,null,null,null,null,null,null,null,null,null,null,null,null,null,null,null,null,null,null,null,null,null,null,null,null,null,null,null,null,null,null,null,null,null,null,null,null,null,null,null,null,null,null,null,{"$f":"INDEX('Fixture Descriptions'!A:K,MATCH('Inspection Form'!H166,'Fixture Descriptions'!A:A,0),8)","v":{"$error":"#N/A"}},{"$error":"#N/A"},null,{"$error":"#N/A"},1,null,null,null,{"$f":"IFERROR(IF(AND(INDEX(Inventory!CA:CA,MATCH('Inspection Form'!B166,Inventory!B:B,0))=\"Not Qualified\",INDEX(Inventory!L:L,MATCH('Inspection Form'!B166,Inventory!B:B,0))<>\"\",$Q$5<>\"Pre\"),0,BY166*BZ166), 0)","v":0},null,{"$error":"#DIV/0!"},{"$error":"#DIV/0!"},163]
[null,163,null,null,null,null,null,null,null,null,null,null,null,null,null,null,null,null,null,null,null,null,null,null,null,null,null,null,null,null,null,null,null,null,null,null,null,null,null,null,null,null,null,null,null,null,null,null,null,null,null,null,null,null,null,null,null,null,null,null,null,null,null,null,null,null,null,null,null,null,null,null,null,{"$f":"INDEX('Fixture Descriptions'!A:K,MATCH('Inspection Form'!H167,'Fixture Descriptions'!A:A,0),8)","v":{"$error":"#N/A"}},{"$error":"#N/A"},null,{"$error":"#N/A"},1,null,null,null,{"$f":"IFERROR(IF(AND(INDEX(Inventory!CA:CA,MATCH('Inspection Form'!B167,Inventory!B:B,0))=\"Not Qualified\",INDEX(Inventory!L:L,MATCH('Inspection Form'!B167,Inventory!B:B,0))<>\"\",$Q$5<>\"Pre\"),0,BY167*BZ167), 0)","v":0},null,{"$error":"#DIV/0!"},{"$error":"#DIV/0!"},164]
[null,164,null,null,null,null,null,null,null,null,null,null,null,null,null,null,null,null,null,null,null,null,null,null,null,null,null,null,null,null,null,null,null,null,null,null,null,null,null,null,null,null,null,null,null,null,null,null,null,null,null,null,null,null,null,null,null,null,null,null,null,null,null,null,null,null,null,null,null,null,null,null,null,{"$f":"INDEX('Fixture Descriptions'!A:K,MATCH('Inspection Form'!H168,'Fixture Descriptions'!A:A,0),8)","v":{"$error":"#N/A"}},{"$error":"#N/A"},null,{"$error":"#N/A"},1,null,null,null,{"$f":"IFERROR(IF(AND(INDEX(Inventory!CA:CA,MATCH('Inspection Form'!B168,Inventory!B:B,0))=\"Not Qualified\",INDEX(Inventory!L:L,MATCH('Inspection Form'!B168,Inventory!B:B,0))<>\"\",$Q$5<>\"Pre\"),0,BY168*BZ168), 0)","v":0},null,{"$error":"#DIV/0!"},{"$error":"#DIV/0!"},165]
[null,165,null,null,null,null,null,null,null,null,null,null,null,null,null,null,null,null,null,null,null,null,null,null,null,null,null,null,null,null,null,null,null,null,null,null,null,null,null,null,null,null,null,null,null,null,null,null,null,null,null,null,null,null,null,null,null,null,null,null,null,null,null,null,null,null,null,null,null,null,null,null,null,{"$f":"INDEX('Fixture Descriptions'!A:K,MATCH('Inspection Form'!H169,'Fixture Descriptions'!A:A,0),8)","v":{"$error":"#N/A"}},{"$error":"#N/A"},null,{"$error":"#N/A"},1,null,null,null,{"$f":"IFERROR(IF(AND(INDEX(Inventory!CA:CA,MATCH('Inspection Form'!B169,Inventory!B:B,0))=\"Not Qualified\",INDEX(Inventory!L:L,MATCH('Inspection Form'!B169,Inventory!B:B,0))<>\"\",$Q$5<>\"Pre\"),0,BY169*BZ169), 0)","v":0},null,{"$error":"#DIV/0!"},{"$error":"#DIV/0!"},166]
[null,166,null,null,null,null,null,null,null,null,null,null,null,null,null,null,null,null,null,null,null,null,null,null,null,null,null,null,null,null,null,null,null,null,null,null,null,null,null,null,null,null,null,null,null,null,null,null,null,null,null,null,null,null,null,null,null,null,null,null,null,null,null,null,null,null,null,null,null,null,null,null,null,{"$f":"INDEX('Fixture Descriptions'!A:K,MATCH('Inspection Form'!H170,'Fixture Descriptions'!A:A,0),8)","v":{"$error":"#N/A"}},{"$error":"#N/A"},null,{"$error":"#N/A"},1,null,null,null,{"$f":"IFERROR(IF(AND(INDEX(Inventory!CA:CA,MATCH('Inspection Form'!B170,Inventory!B:B,0))=\"Not Qualified\",INDEX(Inventory!L:L,MATCH('Inspection Form'!B170,Inventory!B:B,0))<>\"\",$Q$5<>\"Pre\"),0,BY170*BZ170), 0)","v":0},null,{"$error":"#DIV/0!"},{"$error":"#DIV/0!"},167]
[null,167,null,null,null,null,null,null,null,null,null,null,null,null,null,null,null,null,null,null,null,null,null,null,null,null,null,null,null,null,null,null,null,null,null,null,null,null,null,null,null,null,null,null,null,null,null,null,null,null,null,null,null,null,null,null,null,null,null,null,null,null,null,null,null,null,null,null,null,null,null,null,null,{"$f":"INDEX('Fixture Descriptions'!A:K,MATCH('Inspection Form'!H171,'Fixture Descriptions'!A:A,0),8)","v":{"$error":"#N/A"}},{"$error":"#N/A"},null,{"$error":"#N/A"},1,null,null,null,{"$f":"IFERROR(IF(AND(INDEX(Inventory!CA:CA,MATCH('Inspection Form'!B171,Inventory!B:B,0))=\"Not Qualified\",INDEX(Inventory!L:L,MATCH('Inspection Form'!B171,Inventory!B:B,0))<>\"\",$Q$5<>\"Pre\"),0,BY171*BZ171), 0)","v":0},null,{"$error":"#DIV/0!"},{"$error":"#DIV/0!"},168]
[null,168,null,null,null,null,null,null,null,null,null,null,null,null,null,null,null,null,null,null,null,null,null,null,null,null,null,null,null,null,null,null,null,null,null,null,null,null,null,null,null,null,null,null,null,null,null,null,null,null,null,null,null,null,null,null,null,null,null,null,null,null,null,null,null,null,null,null,null,null,null,null,null,{"$f":"INDEX('Fixture Descriptions'!A:K,MATCH('Inspection Form'!H172,'Fixture Descriptions'!A:A,0),8)","v":{"$error":"#N/A"}},{"$error":"#N/A"},null,{"$error":"#N/A"},1,null,null,null,{"$f":"IFERROR(IF(AND(INDEX(Inventory!CA:CA,MATCH('Inspection Form'!B172,Inventory!B:B,0))=\"Not Qualified\",INDEX(Inventory!L:L,MATCH('Inspection Form'!B172,Inventory!B:B,0))<>\"\",$Q$5<>\"Pre\"),0,BY172*BZ172), 0)","v":0},null,{"$error":"#DIV/0!"},{"$error":"#DIV/0!"},169]
[null,169,null,null,null,null,null,null,null,null,null,null,null,null,null,null,null,null,null,null,null,null,null,null,null,null,null,null,null,null,null,null,null,null,null,null,null,null,null,null,null,null,null,null,null,null,null,null,null,null,null,null,null,null,null,null,null,null,null,null,null,null,null,null,null,null,null,null,null,null,null,null,null,{"$f":"INDEX('Fixture Descriptions'!A:K,MATCH('Inspection Form'!H173,'Fixture Descriptions'!A:A,0),8)","v":{"$error":"#N/A"}},{"$error":"#N/A"},null,{"$error":"#N/A"},1,null,null,null,{"$f":"IFERROR(IF(AND(INDEX(Inventory!CA:CA,MATCH('Inspection Form'!B173,Inventory!B:B,0))=\"Not Qualified\",INDEX(Inventory!L:L,MATCH('Inspection Form'!B173,Inventory!B:B,0))<>\"\",$Q$5<>\"Pre\"),0,BY173*BZ173), 0)","v":0},null,{"$error":"#DIV/0!"},{"$error":"#DIV/0!"},170]
[null,170,null,null,null,null,null,null,null,null,null,null,null,null,null,null,null,null,null,null,null,null,null,null,null,null,null,null,null,null,null,null,null,null,null,null,null,null,null,null,null,null,null,null,null,null,null,null,null,null,null,null,null,null,null,null,null,null,null,null,null,null,null,null,null,null,null,null,null,null,null,null,null,{"$f":"INDEX('Fixture Descriptions'!A:K,MATCH('Inspection Form'!H174,'Fixture Descriptions'!A:A,0),8)","v":{"$error":"#N/A"}},{"$error":"#N/A"},null,{"$error":"#N/A"},1,null,null,null,{"$f":"IFERROR(IF(AND(INDEX(Inventory!CA:CA,MATCH('Inspection Form'!B174,Inventory!B:B,0))=\"Not Qualified\",INDEX(Inventory!L:L,MATCH('Inspection Form'!B174,Inventory!B:B,0))<>\"\",$Q$5<>\"Pre\"),0,BY174*BZ174), 0)","v":0},null,{"$error":"#DIV/0!"},{"$error":"#DIV/0!"},171]
[null,171,null,null,null,null,null,null,null,null,null,null,null,null,null,null,null,null,null,null,null,null,null,null,null,null,null,null,null,null,null,null,null,null,null,null,null,null,null,null,null,null,null,null,null,null,null,null,null,null,null,null,null,null,null,null,null,null,null,null,null,null,null,null,null,null,null,null,null,null,null,null,null,{"$f":"INDEX('Fixture Descriptions'!A:K,MATCH('Inspection Form'!H175,'Fixture Descriptions'!A:A,0),8)","v":{"$error":"#N/A"}},{"$error":"#N/A"},null,{"$error":"#N/A"},1,null,null,null,{"$f":"IFERROR(IF(AND(INDEX(Inventory!CA:CA,MATCH('Inspection Form'!B175,Inventory!B:B,0))=\"Not Qualified\",INDEX(Inventory!L:L,MATCH('Inspection Form'!B175,Inventory!B:B,0))<>\"\",$Q$5<>\"Pre\"),0,BY175*BZ175), 0)","v":0},null,{"$error":"#DIV/0!"},{"$error":"#DIV/0!"},172]
[null,172,null,null,null,null,null,null,null,null,null,null,null,null,null,null,null,null,null,null,null,null,null,null,null,null,null,null,null,null,null,null,null,null,null,null,null,null,null,null,null,null,null,null,null,null,null,null,null,null,null,null,null,null,null,null,null,null,null,null,null,null,null,null,null,null,null,null,null,null,null,null,null,{"$f":"INDEX('Fixture Descriptions'!A:K,MATCH('Inspection Form'!H176,'Fixture Descriptions'!A:A,0),8)","v":{"$error":"#N/A"}},{"$error":"#N/A"},null,{"$error":"#N/A"},1,null,null,null,{"$f":"IFERROR(IF(AND(INDEX(Inventory!CA:CA,MATCH('Inspection Form'!B176,Inventory!B:B,0))=\"Not Qualified\",INDEX(Inventory!L:L,MATCH('Inspection Form'!B176,Inventory!B:B,0))<>\"\",$Q$5<>\"Pre\"),0,BY176*BZ176), 0)","v":0},null,{"$error":"#DIV/0!"},{"$error":"#DIV/0!"},173]
[null,173,null,null,null,null,null,null,null,null,null,null,null,null,null,null,null,null,null,null,null,null,null,null,null,null,null,null,null,null,null,null,null,null,null,null,null,null,null,null,null,null,null,null,null,null,null,null,null,null,null,null,null,null,null,null,null,null,null,null,null,null,null,null,null,null,null,null,null,null,null,null,null,{"$f":"INDEX('Fixture Descriptions'!A:K,MATCH('Inspection Form'!H177,'Fixture Descriptions'!A:A,0),8)","v":{"$error":"#N/A"}},{"$error":"#N/A"},null,{"$error":"#N/A"},1,null,null,null,{"$f":"IFERROR(IF(AND(INDEX(Inventory!CA:CA,MATCH('Inspection Form'!B177,Inventory!B:B,0))=\"Not Qualified\",INDEX(Inventory!L:L,MATCH('Inspection Form'!B177,Inventory!B:B,0))<>\"\",$Q$5<>\"Pre\"),0,BY177*BZ177), 0)","v":0},null,{"$error":"#DIV/0!"},{"$error":"#DIV/0!"},174]
[null,174,null,null,null,null,null,null,null,null,null,null,null,null,null,null,null,null,null,null,null,null,null,null,null,null,null,null,null,null,null,null,null,null,null,null,null,null,null,null,null,null,null,null,null,null,null,null,null,null,null,null,null,null,null,null,null,null,null,null,null,null,null,null,null,null,null,null,null,null,null,null,null,{"$f":"INDEX('Fixture Descriptions'!A:K,MATCH('Inspection Form'!H178,'Fixture Descriptions'!A:A,0),8)","v":{"$error":"#N/A"}},{"$error":"#N/A"},null,{"$error":"#N/A"},1,null,null,null,{"$f":"IFERROR(IF(AND(INDEX(Inventory!CA:CA,MATCH('Inspection Form'!B178,Inventory!B:B,0))=\"Not Qualified\",INDEX(Inventory!L:L,MATCH('Inspection Form'!B178,Inventory!B:B,0))<>\"\",$Q$5<>\"Pre\"),0,BY178*BZ178), 0)","v":0},null,{"$error":"#DIV/0!"},{"$error":"#DIV/0!"},175]
[null,175,null,null,null,null,null,null,null,null,null,null,null,null,null,null,null,null,null,null,null,null,null,null,null,null,null,null,null,null,null,null,null,null,null,null,null,null,null,null,null,null,null,null,null,null,null,null,null,null,null,null,null,null,null,null,null,null,null,null,null,null,null,null,null,null,null,null,null,null,null,null,null,{"$f":"INDEX('Fixture Descriptions'!A:K,MATCH('Inspection Form'!H179,'Fixture Descriptions'!A:A,0),8)","v":{"$error":"#N/A"}},{"$error":"#N/A"},null,{"$error":"#N/A"},1,null,null,null,{"$f":"IFERROR(IF(AND(INDEX(Inventory!CA:CA,MATCH('Inspection Form'!B179,Inventory!B:B,0))=\"Not Qualified\",INDEX(Inventory!L:L,MATCH('Inspection Form'!B179,Inventory!B:B,0))<>\"\",$Q$5<>\"Pre\"),0,BY179*BZ179), 0)","v":0},null,{"$error":"#DIV/0!"},{"$error":"#DIV/0!"},176]
[null,176,null,null,null,null,null,null,null,null,null,null,null,null,null,null,null,null,null,null,null,null,null,null,null,null,null,null,null,null,null,null,null,null,null,null,null,null,null,null,null,null,null,null,null,null,null,null,null,null,null,null,null,null,null,null,null,null,null,null,null,null,null,null,null,null,null,null,null,null,null,null,null,{"$f":"INDEX('Fixture Descriptions'!A:K,MATCH('Inspection Form'!H180,'Fixture Descriptions'!A:A,0),8)","v":{"$error":"#N/A"}},{"$error":"#N/A"},null,{"$error":"#N/A"},1,null,null,null,{"$f":"IFERROR(IF(AND(INDEX(Inventory!CA:CA,MATCH('Inspection Form'!B180,Inventory!B:B,0))=\"Not Qualified\",INDEX(Inventory!L:L,MATCH('Inspection Form'!B180,Inventory!B:B,0))<>\"\",$Q$5<>\"Pre\"),0,BY180*BZ180), 0)","v":0},null,{"$error":"#DIV/0!"},{"$error":"#DIV/0!"},177]
[null,177,null,null,null,null,null,null,null,null,null,null,null,null,null,null,null,null,null,null,null,null,null,null,null,null,null,null,null,null,null,null,null,null,null,null,null,null,null,null,null,null,null,null,null,null,null,null,null,null,null,null,null,null,null,null,null,null,null,null,null,null,null,null,null,null,null,null,null,null,null,null,null,{"$f":"INDEX('Fixture Descriptions'!A:K,MATCH('Inspection Form'!H181,'Fixture Descriptions'!A:A,0),8)","v":{"$error":"#N/A"}},{"$error":"#N/A"},null,{"$error":"#N/A"},1,null,null,null,{"$f":"IFERROR(IF(AND(INDEX(Inventory!CA:CA,MATCH('Inspection Form'!B181,Inventory!B:B,0))=\"Not Qualified\",INDEX(Inventory!L:L,MATCH('Inspection Form'!B181,Inventory!B:B,0))<>\"\",$Q$5<>\"Pre\"),0,BY181*BZ181), 0)","v":0},null,{"$error":"#DIV/0!"},{"$error":"#DIV/0!"},178]
[null,178,null,null,null,null,null,null,null,null,null,null,null,null,null,null,null,null,null,null,null,null,null,null,null,null,null,null,null,null,null,null,null,null,null,null,null,null,null,null,null,null,null,null,null,null,null,null,null,null,null,null,null,null,null,null,null,null,null,null,null,null,null,null,null,null,null,null,null,null,null,null,null,{"$f":"INDEX('Fixture Descriptions'!A:K,MATCH('Inspection Form'!H182,'Fixture Descriptions'!A:A,0),8)","v":{"$error":"#N/A"}},{"$error":"#N/A"},null,{"$error":"#N/A"},1,null,null,null,{"$f":"IFERROR(IF(AND(INDEX(Inventory!CA:CA,MATCH('Inspection Form'!B182,Inventory!B:B,0))=\"Not Qualified\",INDEX(Inventory!L:L,MATCH('Inspection Form'!B182,Inventory!B:B,0))<>\"\",$Q$5<>\"Pre\"),0,BY182*BZ182), 0)","v":0},null,{"$error":"#DIV/0!"},{"$error":"#DIV/0!"},179]
[null,179,null,null,null,null,null,null,null,null,null,null,null,null,null,null,null,null,null,null,null,null,null,null,null,null,null,null,null,null,null,null,null,null,null,null,null,null,null,null,null,null,null,null,null,null,null,null,null,null,null,null,null,null,null,null,null,null,null,null,null,null,null,null,null,null,null,null,null,null,null,null,null,{"$f":"INDEX('Fixture Descriptions'!A:K,MATCH('Inspection Form'!H183,'Fixture Descriptions'!A:A,0),8)","v":{"$error":"#N/A"}},{"$error":"#N/A"},null,{"$error":"#N/A"},1,null,null,null,{"$f":"IFERROR(IF(AND(INDEX(Inventory!CA:CA,MATCH('Inspection Form'!B183,Inventory!B:B,0))=\"Not Qualified\",INDEX(Inventory!L:L,MATCH('Inspection Form'!B183,Inventory!B:B,0))<>\"\",$Q$5<>\"Pre\"),0,BY183*BZ183), 0)","v":0},null,{"$error":"#DIV/0!"},{"$error":"#DIV/0!"},180]
[null,180,null,null,null,null,null,null,null,null,null,null,null,null,null,null,null,null,null,null,null,null,null,null,null,null,null,null,null,null,null,null,null,null,null,null,null,null,null,null,null,null,null,null,null,null,null,null,null,null,null,null,null,null,null,null,null,null,null,null,null,null,null,null,null,null,null,null,null,null,null,null,null,{"$f":"INDEX('Fixture Descriptions'!A:K,MATCH('Inspection Form'!H184,'Fixture Descriptions'!A:A,0),8)","v":{"$error":"#N/A"}},{"$error":"#N/A"},null,{"$error":"#N/A"},1,null,null,null,{"$f":"IFERROR(IF(AND(INDEX(Inventory!CA:CA,MATCH('Inspection Form'!B184,Inventory!B:B,0))=\"Not Qualified\",INDEX(Inventory!L:L,MATCH('Inspection Form'!B184,Inventory!B:B,0))<>\"\",$Q$5<>\"Pre\"),0,BY184*BZ184), 0)","v":0},null,{"$error":"#DIV/0!"},{"$error":"#DIV/0!"},181]
[null,181,null,null,null,null,null,null,null,null,null,null,null,null,null,null,null,null,null,null,null,null,null,null,null,null,null,null,null,null,null,null,null,null,null,null,null,null,null,null,null,null,null,null,null,null,null,null,null,null,null,null,null,null,null,null,null,null,null,null,null,null,null,null,null,null,null,null,null,null,null,null,null,{"$f":"INDEX('Fixture Descriptions'!A:K,MATCH('Inspection Form'!H185,'Fixture Descriptions'!A:A,0),8)","v":{"$error":"#N/A"}},{"$error":"#N/A"},null,{"$error":"#N/A"},1,null,null,null,{"$f":"IFERROR(IF(AND(INDEX(Inventory!CA:CA,MATCH('Inspection Form'!B185,Inventory!B:B,0))=\"Not Qualified\",INDEX(Inventory!L:L,MATCH('Inspection Form'!B185,Inventory!B:B,0))<>\"\",$Q$5<>\"Pre\"),0,BY185*BZ185), 0)","v":0},null,{"$error":"#DIV/0!"},{"$error":"#DIV/0!"},182]
[null,182,null,null,null,null,null,null,null,null,null,null,null,null,null,null,null,null,null,null,null,null,null,null,null,null,null,null,null,null,null,null,null,null,null,null,null,null,null,null,null,null,null,null,null,null,null,null,null,null,null,null,null,null,null,null,null,null,null,null,null,null,null,null,null,null,null,null,null,null,null,null,null,{"$f":"INDEX('Fixture Descriptions'!A:K,MATCH('Inspection Form'!H186,'Fixture Descriptions'!A:A,0),8)","v":{"$error":"#N/A"}},{"$error":"#N/A"},null,{"$error":"#N/A"},1,null,null,null,{"$f":"IFERROR(IF(AND(INDEX(Inventory!CA:CA,MATCH('Inspection Form'!B186,Inventory!B:B,0))=\"Not Qualified\",INDEX(Inventory!L:L,MATCH('Inspection Form'!B186,Inventory!B:B,0))<>\"\",$Q$5<>\"Pre\"),0,BY186*BZ186), 0)","v":0},null,{"$error":"#DIV/0!"},{"$error":"#DIV/0!"},183]
[null,183,null,null,null,null,null,null,null,null,null,null,null,null,null,null,null,null,null,null,null,null,null,null,null,null,null,null,null,null,null,null,null,null,null,null,null,null,null,null,null,null,null,null,null,null,null,null,null,null,null,null,null,null,null,null,null,null,null,null,null,null,null,null,null,null,null,null,null,null,null,null,null,{"$f":"INDEX('Fixture Descriptions'!A:K,MATCH('Inspection Form'!H187,'Fixture Descriptions'!A:A,0),8)","v":{"$error":"#N/A"}},{"$error":"#N/A"},null,{"$error":"#N/A"},1,null,null,null,{"$f":"IFERROR(IF(AND(INDEX(Inventory!CA:CA,MATCH('Inspection Form'!B187,Inventory!B:B,0))=\"Not Qualified\",INDEX(Inventory!L:L,MATCH('Inspection Form'!B187,Inventory!B:B,0))<>\"\",$Q$5<>\"Pre\"),0,BY187*BZ187), 0)","v":0},null,{"$error":"#DIV/0!"},{"$error":"#DIV/0!"},184]
[null,184,null,null,null,null,null,null,null,null,null,null,null,null,null,null,null,null,null,null,null,null,null,null,null,null,null,null,null,null,null,null,null,null,null,null,null,null,null,null,null,null,null,null,null,null,null,null,null,null,null,null,null,null,null,null,null,null,null,null,null,null,null,null,null,null,null,null,null,null,null,null,null,{"$f":"INDEX('Fixture Descriptions'!A:K,MATCH('Inspection Form'!H188,'Fixture Descriptions'!A:A,0),8)","v":{"$error":"#N/A"}},{"$error":"#N/A"},null,{"$error":"#N/A"},1,null,null,null,{"$f":"IFERROR(IF(AND(INDEX(Inventory!CA:CA,MATCH('Inspection Form'!B188,Inventory!B:B,0))=\"Not Qualified\",INDEX(Inventory!L:L,MATCH('Inspection Form'!B188,Inventory!B:B,0))<>\"\",$Q$5<>\"Pre\"),0,BY188*BZ188), 0)","v":0},null,{"$error":"#DIV/0!"},{"$error":"#DIV/0!"},185]
[null,185,null,null,null,null,null,null,null,null,null,null,null,null,null,null,null,null,null,null,null,null,null,null,null,null,null,null,null,null,null,null,null,null,null,null,null,null,null,null,null,null,null,null,null,null,null,null,null,null,null,null,null,null,null,null,null,null,null,null,null,null,null,null,null,null,null,null,null,null,null,null,null,{"$f":"INDEX('Fixture Descriptions'!A:K,MATCH('Inspection Form'!H189,'Fixture Descriptions'!A:A,0),8)","v":{"$error":"#N/A"}},{"$error":"#N/A"},null,{"$error":"#N/A"},1,null,null,null,{"$f":"IFERROR(IF(AND(INDEX(Inventory!CA:CA,MATCH('Inspection Form'!B189,Inventory!B:B,0))=\"Not Qualified\",INDEX(Inventory!L:L,MATCH('Inspection Form'!B189,Inventory!B:B,0))<>\"\",$Q$5<>\"Pre\"),0,BY189*BZ189), 0)","v":0},null,{"$error":"#DIV/0!"},{"$error":"#DIV/0!"},186]
[null,186,null,null,null,null,null,null,null,null,null,null,null,null,null,null,null,null,null,null,null,null,null,null,null,null,null,null,null,null,null,null,null,null,null,null,null,null,null,null,null,null,null,null,null,null,null,null,null,null,null,null,null,null,null,null,null,null,null,null,null,null,null,null,null,null,null,null,null,null,null,null,null,{"$f":"INDEX('Fixture Descriptions'!A:K,MATCH('Inspection Form'!H190,'Fixture Descriptions'!A:A,0),8)","v":{"$error":"#N/A"}},{"$error":"#N/A"},null,{"$error":"#N/A"},1,null,null,null,{"$f":"IFERROR(IF(AND(INDEX(Inventory!CA:CA,MATCH('Inspection Form'!B190,Inventory!B:B,0))=\"Not Qualified\",INDEX(Inventory!L:L,MATCH('Inspection Form'!B190,Inventory!B:B,0))<>\"\",$Q$5<>\"Pre\"),0,BY190*BZ190), 0)","v":0},null,{"$error":"#DIV/0!"},{"$error":"#DIV/0!"},187]
[null,187,null,null,null,null,null,null,null,null,null,null,null,null,null,null,null,null,null,null,null,null,null,null,null,null,null,null,null,null,null,null,null,null,null,null,null,null,null,null,null,null,null,null,null,null,null,null,null,null,null,null,null,null,null,null,null,null,null,null,null,null,null,null,null,null,null,null,null,null,null,null,null,{"$f":"INDEX('Fixture Descriptions'!A:K,MATCH('Inspection Form'!H191,'Fixture Descriptions'!A:A,0),8)","v":{"$error":"#N/A"}},{"$error":"#N/A"},null,{"$error":"#N/A"},1,null,null,null,{"$f":"IFERROR(IF(AND(INDEX(Inventory!CA:CA,MATCH('Inspection Form'!B191,Inventory!B:B,0))=\"Not Qualified\",INDEX(Inventory!L:L,MATCH('Inspection Form'!B191,Inventory!B:B,0))<>\"\",$Q$5<>\"Pre\"),0,BY191*BZ191), 0)","v":0},null,{"$error":"#DIV/0!"},{"$error":"#DIV/0!"},188]
[null,188,null,null,null,null,null,null,null,null,null,null,null,null,null,null,null,null,null,null,null,null,null,null,null,null,null,null,null,null,null,null,null,null,null,null,null,null,null,null,null,null,null,null,null,null,null,null,null,null,null,null,null,null,null,null,null,null,null,null,null,null,null,null,null,null,null,null,null,null,null,null,null,{"$f":"INDEX('Fixture Descriptions'!A:K,MATCH('Inspection Form'!H192,'Fixture Descriptions'!A:A,0),8)","v":{"$error":"#N/A"}},{"$error":"#N/A"},null,{"$error":"#N/A"},1,null,null,null,{"$f":"IFERROR(IF(AND(INDEX(Inventory!CA:CA,MATCH('Inspection Form'!B192,Inventory!B:B,0))=\"Not Qualified\",INDEX(Inventory!L:L,MATCH('Inspection Form'!B192,Inventory!B:B,0))<>\"\",$Q$5<>\"Pre\"),0,BY192*BZ192), 0)","v":0},null,{"$error":"#DIV/0!"},{"$error":"#DIV/0!"},189]
[null,189,null,null,null,null,null,null,null,null,null,null,null,null,null,null,null,null,null,null,null,null,null,null,null,null,null,null,null,null,null,null,null,null,null,null,null,null,null,null,null,null,null,null,null,null,null,null,null,null,null,null,null,null,null,null,null,null,null,null,null,null,null,null,null,null,null,null,null,null,null,null,null,{"$f":"INDEX('Fixture Descriptions'!A:K,MATCH('Inspection Form'!H193,'Fixture Descriptions'!A:A,0),8)","v":{"$error":"#N/A"}},{"$error":"#N/A"},null,{"$error":"#N/A"},1,null,null,null,{"$f":"IFERROR(IF(AND(INDEX(Inventory!CA:CA,MATCH('Inspection Form'!B193,Inventory!B:B,0))=\"Not Qualified\",INDEX(Inventory!L:L,MATCH('Inspection Form'!B193,Inventory!B:B,0))<>\"\",$Q$5<>\"Pre\"),0,BY193*BZ193), 0)","v":0},null,{"$error":"#DIV/0!"},{"$error":"#DIV/0!"},190]
[null,190,null,null,null,null,null,null,null,null,null,null,null,null,null,null,null,null,null,null,null,null,null,null,null,null,null,null,null,null,null,null,null,null,null,null,null,null,null,null,null,null,null,null,null,null,null,null,null,null,null,null,null,null,null,null,null,null,null,null,null,null,null,null,null,null,null,null,null,null,null,null,null,{"$f":"INDEX('Fixture Descriptions'!A:K,MATCH('Inspection Form'!H194,'Fixture Descriptions'!A:A,0),8)","v":{"$error":"#N/A"}},{"$error":"#N/A"},null,{"$error":"#N/A"},1,null,null,null,{"$f":"IFERROR(IF(AND(INDEX(Inventory!CA:CA,MATCH('Inspection Form'!B194,Inventory!B:B,0))=\"Not Qualified\",INDEX(Inventory!L:L,MATCH('Inspection Form'!B194,Inventory!B:B,0))<>\"\",$Q$5<>\"Pre\"),0,BY194*BZ194), 0)","v":0},null,{"$error":"#DIV/0!"},{"$error":"#DIV/0!"},191]
[null,191,null,null,null,null,null,null,null,null,null,null,null,null,null,null,null,null,null,null,null,null,null,null,null,null,null,null,null,null,null,null,null,null,null,null,null,null,null,null,null,null,null,null,null,null,null,null,null,null,null,null,null,null,null,null,null,null,null,null,null,null,null,null,null,null,null,null,null,null,null,null,null,{"$f":"INDEX('Fixture Descriptions'!A:K,MATCH('Inspection Form'!H195,'Fixture Descriptions'!A:A,0),8)","v":{"$error":"#N/A"}},{"$error":"#N/A"},null,{"$error":"#N/A"},1,null,null,null,{"$f":"IFERROR(IF(AND(INDEX(Inventory!CA:CA,MATCH('Inspection Form'!B195,Inventory!B:B,0))=\"Not Qualified\",INDEX(Inventory!L:L,MATCH('Inspection Form'!B195,Inventory!B:B,0))<>\"\",$Q$5<>\"Pre\"),0,BY195*BZ195), 0)","v":0},null,{"$error":"#DIV/0!"},{"$error":"#DIV/0!"},192]
[null,192,null,null,null,null,null,null,null,null,null,null,null,null,null,null,null,null,null,null,null,null,null,null,null,null,null,null,null,null,null,null,null,null,null,null,null,null,null,null,null,null,null,null,null,null,null,null,null,null,null,null,null,null,null,null,null,null,null,null,null,null,null,null,null,null,null,null,null,null,null,null,null,{"$f":"INDEX('Fixture Descriptions'!A:K,MATCH('Inspection Form'!H196,'Fixture Descriptions'!A:A,0),8)","v":{"$error":"#N/A"}},{"$error":"#N/A"},null,{"$error":"#N/A"},1,null,null,null,{"$f":"IFERROR(IF(AND(INDEX(Inventory!CA:CA,MATCH('Inspection Form'!B196,Inventory!B:B,0))=\"Not Qualified\",INDEX(Inventory!L:L,MATCH('Inspection Form'!B196,Inventory!B:B,0))<>\"\",$Q$5<>\"Pre\"),0,BY196*BZ196), 0)","v":0},null,{"$error":"#DIV/0!"},{"$error":"#DIV/0!"},193]
[null,193,null,null,null,null,null,null,null,null,null,null,null,null,null,null,null,null,null,null,null,null,null,null,null,null,null,null,null,null,null,null,null,null,null,null,null,null,null,null,null,null,null,null,null,null,null,null,null,null,null,null,null,null,null,null,null,null,null,null,null,null,null,null,null,null,null,null,null,null,null,null,null,{"$f":"INDEX('Fixture Descriptions'!A:K,MATCH('Inspection Form'!H197,'Fixture Descriptions'!A:A,0),8)","v":{"$error":"#N/A"}},{"$f":"BV197*I197","v":{"$error":"#N/A"}},null,{"$error":"#N/A"},1,null,null,null,{"$f":"IFERROR(IF(AND(INDEX(Inventory!CA:CA,MATCH('Inspection Form'!B197,Inventory!B:B,0))=\"Not Qualified\",INDEX(Inventory!L:L,MATCH('Inspection Form'!B197,Inventory!B:B,0))<>\"\",$Q$5<>\"Pre\"),0,BY197*BZ197), 0)","v":0},null,{"$error":"#DIV/0!"},{"$error":"#DIV/0!"},194]
[null,194,null,null,null,null,null,null,null,null,null,null,null,null,null,null,null,null,null,null,null,null,null,null,null,null,null,null,null,null,null,null,null,null,null,null,null,null,null,null,null,null,null,null,null,null,null,null,null,null,null,null,null,null,null,null,null,null,null,null,null,null,null,null,null,null,null,null,null,null,null,null,null,{"$f":"INDEX('Fixture Descriptions'!A:K,MATCH('Inspection Form'!H198,'Fixture Descriptions'!A:A,0),8)","v":{"$error":"#N/A"}},{"$error":"#N/A"},null,{"$f":"BW198","v":{"$error":"#N/A"}},{"$f":"IF($U$3=\"All\", 1, IF(AND(C198=$U$3, H198=$U$4), 1, 0))","v":1},null,null,null,{"$f":"IFERROR(IF(AND(INDEX(Inventory!CA:CA,MATCH('Inspection Form'!B198,Inventory!B:B,0))=\"Not Qualified\",INDEX(Inventory!L:L,MATCH('Inspection Form'!B198,Inventory!B:B,0))<>\"\",$Q$5<>\"Pre\"),0,BY198*BZ198), 0)","v":0},null,{"$f":"CD198/$CE$5","v":{"$error":"#DIV/0!"}},{"$f":"CF198+CG197","v":{"$error":"#DIV/0!"}},195]
[null,195,null,null,null,null,null,null,null,null,null,null,null,null,null,null,null,null,null,null,null,null,null,null,null,null,null,null,null,null,null,null,null,null,null,null,null,null,null,null,null,null,null,null,null,null,null,null,null,null,null,null,null,null,null,null,null,null,null,null,null,null,null,null,null,null,null,null,null,null,null,null,null,{"$f":"INDEX('Fixture Descriptions'!A:K,MATCH('Inspection Form'!H199,'Fixture Descriptions'!A:A,0),8)","v":{"$error":"#N/A"}},{"$error":"#N/A"},null,{"$error":"#N/A"},1,null,null,null,{"$f":"IFERROR(IF(AND(INDEX(Inventory!CA:CA,MATCH('Inspection Form'!B199,Inventory!B:B,0))=\"Not Qualified\",INDEX(Inventory!L:L,MATCH('Inspection Form'!B199,Inventory!B:B,0))<>\"\",$Q$5<>\"Pre\"),0,BY199*BZ199), 0)","v":0},null,{"$error":"#DIV/0!"},{"$error":"#DIV/0!"},196]
[null,196,null,null,null,null,null,null,null,null,null,null,null,null,null,null,null,null,null,null,null,null,null,null,null,null,null,null,null,null,null,null,null,null,null,null,null,null,null,null,null,null,null,null,null,null,null,null,null,null,null,null,null,null,null,null,null,null,null,null,null,null,null,null,null,null,null,null,null,null,null,null,null,{"$f":"INDEX('Fixture Descriptions'!A:K,MATCH('Inspection Form'!H200,'Fixture Descriptions'!A:A,0),8)","v":{"$error":"#N/A"}},{"$error":"#N/A"},null,{"$error":"#N/A"},1,null,null,null,{"$f":"IFERROR(IF(AND(INDEX(Inventory!CA:CA,MATCH('Inspection Form'!B200,Inventory!B:B,0))=\"Not Qualified\",INDEX(Inventory!L:L,MATCH('Inspection Form'!B200,Inventory!B:B,0))<>\"\",$Q$5<>\"Pre\"),0,BY200*BZ200), 0)","v":0},null,{"$error":"#DIV/0!"},{"$error":"#DIV/0!"},197]
[null,197,null,null,null,null,null,null,null,null,null,null,null,null,null,null,null,null,null,null,null,null,null,null,null,null,null,null,null,null,null,null,null,null,null,null,null,null,null,null,null,null,null,null,null,null,null,null,null,null,null,null,null,null,null,null,null,null,null,null,null,null,null,null,null,null,null,null,null,null,null,null,null,{"$f":"INDEX('Fixture Descriptions'!A:K,MATCH('Inspection Form'!H201,'Fixture Descriptions'!A:A,0),8)","v":{"$error":"#N/A"}},{"$error":"#N/A"},null,{"$error":"#N/A"},1,null,null,null,{"$f":"IFERROR(IF(AND(INDEX(Inventory!CA:CA,MATCH('Inspection Form'!B201,Inventory!B:B,0))=\"Not Qualified\",INDEX(Inventory!L:L,MATCH('Inspection Form'!B201,Inventory!B:B,0))<>\"\",$Q$5<>\"Pre\"),0,BY201*BZ201), 0)","v":0},null,{"$error":"#DIV/0!"},{"$error":"#DIV/0!"},198]
[null,198,null,null,null,null,null,null,null,null,null,null,null,null,null,null,null,null,null,null,null,null,null,null,null,null,null,null,null,null,null,null,null,null,null,null,null,null,null,null,null,null,null,null,null,null,null,null,null,null,null,null,null,null,null,null,null,null,null,null,null,null,null,null,null,null,null,null,null,null,null,null,null,{"$f":"INDEX('Fixture Descriptions'!A:K,MATCH('Inspection Form'!H202,'Fixture Descriptions'!A:A,0),8)","v":{"$error":"#N/A"}},{"$error":"#N/A"},null,{"$error":"#N/A"},1,null,null,null,{"$f":"IFERROR(IF(AND(INDEX(Inventory!CA:CA,MATCH('Inspection Form'!B202,Inventory!B:B,0))=\"Not Qualified\",INDEX(Inventory!L:L,MATCH('Inspection Form'!B202,Inventory!B:B,0))<>\"\",$Q$5<>\"Pre\"),0,BY202*BZ202), 0)","v":0},null,{"$error":"#DIV/0!"},{"$error":"#DIV/0!"},199]
[null,199,null,null,null,null,null,null,null,null,null,null,null,null,null,null,null,null,null,null,null,null,null,null,null,null,null,null,null,null,null,null,null,null,null,null,null,null,null,null,null,null,null,null,null,null,null,null,null,null,null,null,null,null,null,null,null,null,null,null,null,null,null,null,null,null,null,null,null,null,null,null,null,{"$f":"INDEX('Fixture Descriptions'!A:K,MATCH('Inspection Form'!H203,'Fixture Descriptions'!A:A,0),8)","v":{"$error":"#N/A"}},{"$error":"#N/A"},null,{"$error":"#N/A"},1,null,null,null,{"$f":"IFERROR(IF(AND(INDEX(Inventory!CA:CA,MATCH('Inspection Form'!B203,Inventory!B:B,0))=\"Not Qualified\",INDEX(Inventory!L:L,MATCH('Inspection Form'!B203,Inventory!B:B,0))<>\"\",$Q$5<>\"Pre\"),0,BY203*BZ203), 0)","v":0},null,{"$error":"#DIV/0!"},{"$error":"#DIV/0!"},200]
[null,200,null,null,null,null,null,null,null,null,null,null,null,null,null,null,null,null,null,null,null,null,null,null,null,null,null,null,null,null,null,null,null,null,null,null,null,null,null,null,null,null,null,null,null,null,null,null,null,null,null,null,null,null,null,null,null,null,null,null,null,null,null,null,null,null,null,null,null,null,null,null,null,{"$f":"INDEX('Fixture Descriptions'!A:K,MATCH('Inspection Form'!H204,'Fixture Descriptions'!A:A,0),8)","v":{"$error":"#N/A"}},{"$error":"#N/A"},null,{"$error":"#N/A"},1,null,null,null,{"$f":"IFERROR(IF(AND(INDEX(Inventory!CA:CA,MATCH('Inspection Form'!B204,Inventory!B:B,0))=\"Not Qualified\",INDEX(Inventory!L:L,MATCH('Inspection Form'!B204,Inventory!B:B,0))<>\"\",$Q$5<>\"Pre\"),0,BY204*BZ204), 0)","v":0},null,{"$error":"#DIV/0!"},{"$error":"#DIV/0!"},201]
[null,201,null,null,null,null,null,null,null,null,null,null,null,null,null,null,null,null,null,null,null,null,null,null,null,null,null,null,null,null,null,null,null,null,null,null,null,null,null,null,null,null,null,null,null,null,null,null,null,null,null,null,null,null,null,null,null,null,null,null,null,null,null,null,null,null,null,null,null,null,null,null,null,{"$f":"INDEX('Fixture Descriptions'!A:K,MATCH('Inspection Form'!H205,'Fixture Descriptions'!A:A,0),8)","v":{"$error":"#N/A"}},{"$error":"#N/A"},null,{"$error":"#N/A"},1,null,null,null,{"$f":"IFERROR(IF(AND(INDEX(Inventory!CA:CA,MATCH('Inspection Form'!B205,Inventory!B:B,0))=\"Not Qualified\",INDEX(Inventory!L:L,MATCH('Inspection Form'!B205,Inventory!B:B,0))<>\"\",$Q$5<>\"Pre\"),0,BY205*BZ205), 0)","v":0},null,{"$error":"#DIV/0!"},{"$error":"#DIV/0!"},202]
[null,202,null,null,null,null,null,null,null,null,null,null,null,null,null,null,null,null,null,null,null,null,null,null,null,null,null,null,null,null,null,null,null,null,null,null,null,null,null,null,null,null,null,null,null,null,null,null,null,null,null,null,null,null,null,null,null,null,null,null,null,null,null,null,null,null,null,null,null,null,null,null,null,{"$f":"INDEX('Fixture Descriptions'!A:K,MATCH('Inspection Form'!H206,'Fixture Descriptions'!A:A,0),8)","v":{"$error":"#N/A"}},{"$error":"#N/A"},null,{"$error":"#N/A"},1,null,null,null,{"$f":"IFERROR(IF(AND(INDEX(Inventory!CA:CA,MATCH('Inspection Form'!B206,Inventory!B:B,0))=\"Not Qualified\",INDEX(Inventory!L:L,MATCH('Inspection Form'!B206,Inventory!B:B,0))<>\"\",$Q$5<>\"Pre\"),0,BY206*BZ206), 0)","v":0},null,{"$error":"#DIV/0!"},{"$error":"#DIV/0!"},203]
[null,203,null,null,null,null,null,null,null,null,null,null,null,null,null,null,null,null,null,null,null,null,null,null,null,null,null,null,null,null,null,null,null,null,null,null,null,null,null,null,null,null,null,null,null,null,null,null,null,null,null,null,null,null,null,null,null,null,null,null,null,null,null,null,null,null,null,null,null,null,null,null,null,{"$f":"INDEX('Fixture Descriptions'!A:K,MATCH('Inspection Form'!H207,'Fixture Descriptions'!A:A,0),8)","v":{"$error":"#N/A"}},{"$error":"#N/A"},null,{"$error":"#N/A"},1,null,null,null,{"$f":"IFERROR(IF(AND(INDEX(Inventory!CA:CA,MATCH('Inspection Form'!B207,Inventory!B:B,0))=\"Not Qualified\",INDEX(Inventory!L:L,MATCH('Inspection Form'!B207,Inventory!B:B,0))<>\"\",$Q$5<>\"Pre\"),0,BY207*BZ207), 0)","v":0},null,{"$error":"#DIV/0!"},{"$error":"#DIV/0!"},204]
[null,204,null,null,null,null,null,null,null,null,null,null,null,null,null,null,null,null,null,null,null,null,null,null,null,null,null,null,null,null,null,null,null,null,null,null,null,null,null,null,null,null,null,null,null,null,null,null,null,null,null,null,null,null,null,null,null,null,null,null,null,null,null,null,null,null,null,null,null,null,null,null,null,{"$f":"INDEX('Fixture Descriptions'!A:K,MATCH('Inspection Form'!H208,'Fixture Descriptions'!A:A,0),8)","v":{"$error":"#N/A"}},{"$error":"#N/A"},null,{"$error":"#N/A"},1,null,null,null,{"$f":"IFERROR(IF(AND(INDEX(Inventory!CA:CA,MATCH('Inspection Form'!B208,Inventory!B:B,0))=\"Not Qualified\",INDEX(Inventory!L:L,MATCH('Inspection Form'!B208,Inventory!B:B,0))<>\"\",$Q$5<>\"Pre\"),0,BY208*BZ208), 0)","v":0},null,{"$error":"#DIV/0!"},{"$error":"#DIV/0!"},205]
[null,205,null,null,null,null,null,null,null,null,null,null,null,null,null,null,null,null,null,null,null,null,null,null,null,null,null,null,null,null,null,null,null,null,null,null,null,null,null,null,null,null,null,null,null,null,null,null,null,null,null,null,null,null,null,null,null,null,null,null,null,null,null,null,null,null,null,null,null,null,null,null,null,{"$f":"INDEX('Fixture Descriptions'!A:K,MATCH('Inspection Form'!H209,'Fixture Descriptions'!A:A,0),8)","v":{"$error":"#N/A"}},{"$error":"#N/A"},null,{"$error":"#N/A"},1,null,null,null,{"$f":"IFERROR(IF(AND(INDEX(Inventory!CA:CA,MATCH('Inspection Form'!B209,Inventory!B:B,0))=\"Not Qualified\",INDEX(Inventory!L:L,MATCH('Inspection Form'!B209,Inventory!B:B,0))<>\"\",$Q$5<>\"Pre\"),0,BY209*BZ209), 0)","v":0},null,{"$error":"#DIV/0!"},{"$error":"#DIV/0!"},206]
[null,206,null,null,null,null,null,null,null,null,null,null,null,null,null,null,null,null,null,null,null,null,null,null,null,null,null,null,null,null,null,null,null,null,null,null,null,null,null,null,null,null,null,null,null,null,null,null,null,null,null,null,null,null,null,null,null,null,null,null,null,null,null,null,null,null,null,null,null,null,null,null,null,{"$f":"INDEX('Fixture Descriptions'!A:K,MATCH('Inspection Form'!H210,'Fixture Descriptions'!A:A,0),8)","v":{"$error":"#N/A"}},{"$error":"#N/A"},null,{"$error":"#N/A"},1,null,null,null,{"$f":"IFERROR(IF(AND(INDEX(Inventory!CA:CA,MATCH('Inspection Form'!B210,Inventory!B:B,0))=\"Not Qualified\",INDEX(Inventory!L:L,MATCH('Inspection Form'!B210,Inventory!B:B,0))<>\"\",$Q$5<>\"Pre\"),0,BY210*BZ210), 0)","v":0},null,{"$error":"#DIV/0!"},{"$error":"#DIV/0!"},207]
[null,207,null,null,null,null,null,null,null,null,null,null,null,null,null,null,null,null,null,null,null,null,null,null,null,null,null,null,null,null,null,null,null,null,null,null,null,null,null,null,null,null,null,null,null,null,null,null,null,null,null,null,null,null,null,null,null,null,null,null,null,null,null,null,null,null,null,null,null,null,null,null,null,{"$f":"INDEX('Fixture Descriptions'!A:K,MATCH('Inspection Form'!H211,'Fixture Descriptions'!A:A,0),8)","v":{"$error":"#N/A"}},{"$error":"#N/A"},null,{"$error":"#N/A"},1,null,null,null,{"$f":"IFERROR(IF(AND(INDEX(Inventory!CA:CA,MATCH('Inspection Form'!B211,Inventory!B:B,0))=\"Not Qualified\",INDEX(Inventory!L:L,MATCH('Inspection Form'!B211,Inventory!B:B,0))<>\"\",$Q$5<>\"Pre\"),0,BY211*BZ211), 0)","v":0},null,{"$error":"#DIV/0!"},{"$error":"#DIV/0!"},208]
[null,208,null,null,null,null,null,null,null,null,null,null,null,null,null,null,null,null,null,null,null,null,null,null,null,null,null,null,null,null,null,null,null,null,null,null,null,null,null,null,null,null,null,null,null,null,null,null,null,null,null,null,null,null,null,null,null,null,null,null,null,null,null,null,null,null,null,null,null,null,null,null,null,{"$f":"INDEX('Fixture Descriptions'!A:K,MATCH('Inspection Form'!H212,'Fixture Descriptions'!A:A,0),8)","v":{"$error":"#N/A"}},{"$error":"#N/A"},null,{"$error":"#N/A"},1,null,null,null,{"$f":"IFERROR(IF(AND(INDEX(Inventory!CA:CA,MATCH('Inspection Form'!B212,Inventory!B:B,0))=\"Not Qualified\",INDEX(Inventory!L:L,MATCH('Inspection Form'!B212,Inventory!B:B,0))<>\"\",$Q$5<>\"Pre\"),0,BY212*BZ212), 0)","v":0},null,{"$error":"#DIV/0!"},{"$error":"#DIV/0!"},209]
[null,209,null,null,null,null,null,null,null,null,null,null,null,null,null,null,null,null,null,null,null,null,null,null,null,null,null,null,null,null,null,null,null,null,null,null,null,null,null,null,null,null,null,null,null,null,null,null,null,null,null,null,null,null,null,null,null,null,null,null,null,null,null,null,null,null,null,null,null,null,null,null,null,{"$f":"INDEX('Fixture Descriptions'!A:K,MATCH('Inspection Form'!H213,'Fixture Descriptions'!A:A,0),8)","v":{"$error":"#N/A"}},{"$error":"#N/A"},null,{"$error":"#N/A"},1,null,null,null,{"$f":"IFERROR(IF(AND(INDEX(Inventory!CA:CA,MATCH('Inspection Form'!B213,Inventory!B:B,0))=\"Not Qualified\",INDEX(Inventory!L:L,MATCH('Inspection Form'!B213,Inventory!B:B,0))<>\"\",$Q$5<>\"Pre\"),0,BY213*BZ213), 0)","v":0},null,{"$error":"#DIV/0!"},{"$error":"#DIV/0!"},210]
[null,210,null,null,null,null,null,null,null,null,null,null,null,null,null,null,null,null,null,null,null,null,null,null,null,null,null,null,null,null,null,null,null,null,null,null,null,null,null,null,null,null,null,null,null,null,null,null,null,null,null,null,null,null,null,null,null,null,null,null,null,null,null,null,null,null,null,null,null,null,null,null,null,{"$f":"INDEX('Fixture Descriptions'!A:K,MATCH('Inspection Form'!H214,'Fixture Descriptions'!A:A,0),8)","v":{"$error":"#N/A"}},{"$error":"#N/A"},null,{"$error":"#N/A"},1,null,null,null,{"$f":"IFERROR(IF(AND(INDEX(Inventory!CA:CA,MATCH('Inspection Form'!B214,Inventory!B:B,0))=\"Not Qualified\",INDEX(Inventory!L:L,MATCH('Inspection Form'!B214,Inventory!B:B,0))<>\"\",$Q$5<>\"Pre\"),0,BY214*BZ214), 0)","v":0},null,{"$error":"#DIV/0!"},{"$error":"#DIV/0!"},211]
[null,211,null,null,null,null,null,null,null,null,null,null,null,null,null,null,null,null,null,null,null,null,null,null,null,null,null,null,null,null,null,null,null,null,null,null,null,null,null,null,null,null,null,null,null,null,null,null,null,null,null,null,null,null,null,null,null,null,null,null,null,null,null,null,null,null,null,null,null,null,null,null,null,{"$f":"INDEX('Fixture Descriptions'!A:K,MATCH('Inspection Form'!H215,'Fixture Descriptions'!A:A,0),8)","v":{"$error":"#N/A"}},{"$error":"#N/A"},null,{"$error":"#N/A"},1,null,null,null,{"$f":"IFERROR(IF(AND(INDEX(Inventory!CA:CA,MATCH('Inspection Form'!B215,Inventory!B:B,0))=\"Not Qualified\",INDEX(Inventory!L:L,MATCH('Inspection Form'!B215,Inventory!B:B,0))<>\"\",$Q$5<>\"Pre\"),0,BY215*BZ215), 0)","v":0},null,{"$error":"#DIV/0!"},{"$error":"#DIV/0!"},212]
[null,212,null,null,null,null,null,null,null,null,null,null,null,null,null,null,null,null,null,null,null,null,null,null,null,null,null,null,null,null,null,null,null,null,null,null,null,null,null,null,null,null,null,null,null,null,null,null,null,null,null,null,null,null,null,null,null,null,null,null,null,null,null,null,null,null,null,null,null,null,null,null,null,{"$f":"INDEX('Fixture Descriptions'!A:K,MATCH('Inspection Form'!H216,'Fixture Descriptions'!A:A,0),8)","v":{"$error":"#N/A"}},{"$error":"#N/A"},null,{"$error":"#N/A"},1,null,null,null,{"$f":"IFERROR(IF(AND(INDEX(Inventory!CA:CA,MATCH('Inspection Form'!B216,Inventory!B:B,0))=\"Not Qualified\",INDEX(Inventory!L:L,MATCH('Inspection Form'!B216,Inventory!B:B,0))<>\"\",$Q$5<>\"Pre\"),0,BY216*BZ216), 0)","v":0},null,{"$error":"#DIV/0!"},{"$error":"#DIV/0!"},213]
[null,213,null,null,null,null,null,null,null,null,null,null,null,null,null,null,null,null,null,null,null,null,null,null,null,null,null,null,null,null,null,null,null,null,null,null,null,null,null,null,null,null,null,null,null,null,null,null,null,null,null,null,null,null,null,null,null,null,null,null,null,null,null,null,null,null,null,null,null,null,null,null,null,{"$f":"INDEX('Fixture Descriptions'!A:K,MATCH('Inspection Form'!H217,'Fixture Descriptions'!A:A,0),8)","v":{"$error":"#N/A"}},{"$error":"#N/A"},null,{"$error":"#N/A"},1,null,null,null,{"$f":"IFERROR(IF(AND(INDEX(Inventory!CA:CA,MATCH('Inspection Form'!B217,Inventory!B:B,0))=\"Not Qualified\",INDEX(Inventory!L:L,MATCH('Inspection Form'!B217,Inventory!B:B,0))<>\"\",$Q$5<>\"Pre\"),0,BY217*BZ217), 0)","v":0},null,{"$error":"#DIV/0!"},{"$error":"#DIV/0!"},214]
[null,214,null,null,null,null,null,null,null,null,null,null,null,null,null,null,null,null,null,null,null,null,null,null,null,null,null,null,null,null,null,null,null,null,null,null,null,null,null,null,null,null,null,null,null,null,null,null,null,null,null,null,null,null,null,null,null,null,null,null,null,null,null,null,null,null,null,null,null,null,null,null,null,{"$f":"INDEX('Fixture Descriptions'!A:K,MATCH('Inspection Form'!H218,'Fixture Descriptions'!A:A,0),8)","v":{"$error":"#N/A"}},{"$error":"#N/A"},null,{"$error":"#N/A"},1,null,null,null,{"$f":"IFERROR(IF(AND(INDEX(Inventory!CA:CA,MATCH('Inspection Form'!B218,Inventory!B:B,0))=\"Not Qualified\",INDEX(Inventory!L:L,MATCH('Inspection Form'!B218,Inventory!B:B,0))<>\"\",$Q$5<>\"Pre\"),0,BY218*BZ218), 0)","v":0},null,{"$error":"#DIV/0!"},{"$error":"#DIV/0!"},215]
[null,215,null,null,null,null,null,null,null,null,null,null,null,null,null,null,null,null,null,null,null,null,null,null,null,null,null,null,null,null,null,null,null,null,null,null,null,null,null,null,null,null,null,null,null,null,null,null,null,null,null,null,null,null,null,null,null,null,null,null,null,null,null,null,null,null,null,null,null,null,null,null,null,{"$f":"INDEX('Fixture Descriptions'!A:K,MATCH('Inspection Form'!H219,'Fixture Descriptions'!A:A,0),8)","v":{"$error":"#N/A"}},{"$error":"#N/A"},null,{"$error":"#N/A"},1,null,null,null,{"$f":"IFERROR(IF(AND(INDEX(Inventory!CA:CA,MATCH('Inspection Form'!B219,Inventory!B:B,0))=\"Not Qualified\",INDEX(Inventory!L:L,MATCH('Inspection Form'!B219,Inventory!B:B,0))<>\"\",$Q$5<>\"Pre\"),0,BY219*BZ219), 0)","v":0},null,{"$error":"#DIV/0!"},{"$error":"#DIV/0!"},216]
[null,216,null,null,null,null,null,null,null,null,null,null,null,null,null,null,null,null,null,null,null,null,null,null,null,null,null,null,null,null,null,null,null,null,null,null,null,null,null,null,null,null,null,null,null,null,null,null,null,null,null,null,null,null,null,null,null,null,null,null,null,null,null,null,null,null,null,null,null,null,null,null,null,{"$f":"INDEX('Fixture Descriptions'!A:K,MATCH('Inspection Form'!H220,'Fixture Descriptions'!A:A,0),8)","v":{"$error":"#N/A"}},{"$error":"#N/A"},null,{"$error":"#N/A"},1,null,null,null,{"$f":"IFERROR(IF(AND(INDEX(Inventory!CA:CA,MATCH('Inspection Form'!B220,Inventory!B:B,0))=\"Not Qualified\",INDEX(Inventory!L:L,MATCH('Inspection Form'!B220,Inventory!B:B,0))<>\"\",$Q$5<>\"Pre\"),0,BY220*BZ220), 0)","v":0},null,{"$error":"#DIV/0!"},{"$error":"#DIV/0!"},217]
[null,217,null,null,null,null,null,null,null,null,null,null,null,null,null,null,null,null,null,null,null,null,null,null,null,null,null,null,null,null,null,null,null,null,null,null,null,null,null,null,null,null,null,null,null,null,null,null,null,null,null,null,null,null,null,null,null,null,null,null,null,null,null,null,null,null,null,null,null,null,null,null,null,{"$f":"INDEX('Fixture Descriptions'!A:K,MATCH('Inspection Form'!H221,'Fixture Descriptions'!A:A,0),8)","v":{"$error":"#N/A"}},{"$error":"#N/A"},null,{"$error":"#N/A"},1,null,null,null,{"$f":"IFERROR(IF(AND(INDEX(Inventory!CA:CA,MATCH('Inspection Form'!B221,Inventory!B:B,0))=\"Not Qualified\",INDEX(Inventory!L:L,MATCH('Inspection Form'!B221,Inventory!B:B,0))<>\"\",$Q$5<>\"Pre\"),0,BY221*BZ221), 0)","v":0},null,{"$error":"#DIV/0!"},{"$error":"#DIV/0!"},218]
[null,218,null,null,null,null,null,null,null,null,null,null,null,null,null,null,null,null,null,null,null,null,null,null,null,null,null,null,null,null,null,null,null,null,null,null,null,null,null,null,null,null,null,null,null,null,null,null,null,null,null,null,null,null,null,null,null,null,null,null,null,null,null,null,null,null,null,null,null,null,null,null,null,{"$f":"INDEX('Fixture Descriptions'!A:K,MATCH('Inspection Form'!H222,'Fixture Descriptions'!A:A,0),8)","v":{"$error":"#N/A"}},{"$error":"#N/A"},null,{"$error":"#N/A"},1,null,null,null,{"$f":"IFERROR(IF(AND(INDEX(Inventory!CA:CA,MATCH('Inspection Form'!B222,Inventory!B:B,0))=\"Not Qualified\",INDEX(Inventory!L:L,MATCH('Inspection Form'!B222,Inventory!B:B,0))<>\"\",$Q$5<>\"Pre\"),0,BY222*BZ222), 0)","v":0},null,{"$error":"#DIV/0!"},{"$error":"#DIV/0!"},219]
[null,219,null,null,null,null,null,null,null,null,null,null,null,null,null,null,null,null,null,null,null,null,null,null,null,null,null,null,null,null,null,null,null,null,null,null,null,null,null,null,null,null,null,null,null,null,null,null,null,null,null,null,null,null,null,null,null,null,null,null,null,null,null,null,null,null,null,null,null,null,null,null,null,{"$f":"INDEX('Fixture Descriptions'!A:K,MATCH('Inspection Form'!H223,'Fixture Descriptions'!A:A,0),8)","v":{"$error":"#N/A"}},{"$error":"#N/A"},null,{"$error":"#N/A"},1,null,null,null,{"$f":"IFERROR(IF(AND(INDEX(Inventory!CA:CA,MATCH('Inspection Form'!B223,Inventory!B:B,0))=\"Not Qualified\",INDEX(Inventory!L:L,MATCH('Inspection Form'!B223,Inventory!B:B,0))<>\"\",$Q$5<>\"Pre\"),0,BY223*BZ223), 0)","v":0},null,{"$error":"#DIV/0!"},{"$error":"#DIV/0!"},220]
[null,220,null,null,null,null,null,null,null,null,null,null,null,null,null,null,null,null,null,null,null,null,null,null,null,null,null,null,null,null,null,null,null,null,null,null,null,null,null,null,null,null,null,null,null,null,null,null,null,null,null,null,null,null,null,null,null,null,null,null,null,null,null,null,null,null,null,null,null,null,null,null,null,{"$f":"INDEX('Fixture Descriptions'!A:K,MATCH('Inspection Form'!H224,'Fixture Descriptions'!A:A,0),8)","v":{"$error":"#N/A"}},{"$error":"#N/A"},null,{"$error":"#N/A"},1,null,null,null,{"$f":"IFERROR(IF(AND(INDEX(Inventory!CA:CA,MATCH('Inspection Form'!B224,Inventory!B:B,0))=\"Not Qualified\",INDEX(Inventory!L:L,MATCH('Inspection Form'!B224,Inventory!B:B,0))<>\"\",$Q$5<>\"Pre\"),0,BY224*BZ224), 0)","v":0},null,{"$error":"#DIV/0!"},{"$error":"#DIV/0!"},221]
[null,221,null,null,null,null,null,null,null,null,null,null,null,null,null,null,null,null,null,null,null,null,null,null,null,null,null,null,null,null,null,null,null,null,null,null,null,null,null,null,null,null,null,null,null,null,null,null,null,null,null,null,null,null,null,null,null,null,null,null,null,null,null,null,null,null,null,null,null,null,null,null,null,{"$f":"INDEX('Fixture Descriptions'!A:K,MATCH('Inspection Form'!H225,'Fixture Descriptions'!A:A,0),8)","v":{"$error":"#N/A"}},{"$error":"#N/A"},null,{"$error":"#N/A"},1,null,null,null,{"$f":"IFERROR(IF(AND(INDEX(Inventory!CA:CA,MATCH('Inspection Form'!B225,Inventory!B:B,0))=\"Not Qualified\",INDEX(Inventory!L:L,MATCH('Inspection Form'!B225,Inventory!B:B,0))<>\"\",$Q$5<>\"Pre\"),0,BY225*BZ225), 0)","v":0},null,{"$error":"#DIV/0!"},{"$error":"#DIV/0!"},222]
[null,222,null,null,null,null,null,null,null,null,null,null,null,null,null,null,null,null,null,null,null,null,null,null,null,null,null,null,null,null,null,null,null,null,null,null,null,null,null,null,null,null,null,null,null,null,null,null,null,null,null,null,null,null,null,null,null,null,null,null,null,null,null,null,null,null,null,null,null,null,null,null,null,{"$f":"INDEX('Fixture Descriptions'!A:K,MATCH('Inspection Form'!H226,'Fixture Descriptions'!A:A,0),8)","v":{"$error":"#N/A"}},{"$error":"#N/A"},null,{"$error":"#N/A"},1,null,null,null,{"$f":"IFERROR(IF(AND(INDEX(Inventory!CA:CA,MATCH('Inspection Form'!B226,Inventory!B:B,0))=\"Not Qualified\",INDEX(Inventory!L:L,MATCH('Inspection Form'!B226,Inventory!B:B,0))<>\"\",$Q$5<>\"Pre\"),0,BY226*BZ226), 0)","v":0},null,{"$error":"#DIV/0!"},{"$error":"#DIV/0!"},223]
[null,223,null,null,null,null,null,null,null,null,null,null,null,null,null,null,null,null,null,null,null,null,null,null,null,null,null,null,null,null,null,null,null,null,null,null,null,null,null,null,null,null,null,null,null,null,null,null,null,null,null,null,null,null,null,null,null,null,null,null,null,null,null,null,null,null,null,null,null,null,null,null,null,{"$f":"INDEX('Fixture Descriptions'!A:K,MATCH('Inspection Form'!H227,'Fixture Descriptions'!A:A,0),8)","v":{"$error":"#N/A"}},{"$error":"#N/A"},null,{"$error":"#N/A"},1,null,null,null,{"$f":"IFERROR(IF(AND(INDEX(Inventory!CA:CA,MATCH('Inspection Form'!B227,Inventory!B:B,0))=\"Not Qualified\",INDEX(Inventory!L:L,MATCH('Inspection Form'!B227,Inventory!B:B,0))<>\"\",$Q$5<>\"Pre\"),0,BY227*BZ227), 0)","v":0},null,{"$error":"#DIV/0!"},{"$error":"#DIV/0!"},224]
[null,224,null,null,null,null,null,null,null,null,null,null,null,null,null,null,null,null,null,null,null,null,null,null,null,null,null,null,null,null,null,null,null,null,null,null,null,null,null,null,null,null,null,null,null,null,null,null,null,null,null,null,null,null,null,null,null,null,null,null,null,null,null,null,null,null,null,null,null,null,null,null,null,{"$f":"INDEX('Fixture Descriptions'!A:K,MATCH('Inspection Form'!H228,'Fixture Descriptions'!A:A,0),8)","v":{"$error":"#N/A"}},{"$error":"#N/A"},null,{"$error":"#N/A"},1,null,null,null,{"$f":"IFERROR(IF(AND(INDEX(Inventory!CA:CA,MATCH('Inspection Form'!B228,Inventory!B:B,0))=\"Not Qualified\",INDEX(Inventory!L:L,MATCH('Inspection Form'!B228,Inventory!B:B,0))<>\"\",$Q$5<>\"Pre\"),0,BY228*BZ228), 0)","v":0},null,{"$error":"#DIV/0!"},{"$error":"#DIV/0!"},225]
[null,225,null,null,null,null,null,null,null,null,null,null,null,null,null,null,null,null,null,null,null,null,null,null,null,null,null,null,null,null,null,null,null,null,null,null,null,null,null,null,null,null,null,null,null,null,null,null,null,null,null,null,null,null,null,null,null,null,null,null,null,null,null,null,null,null,null,null,null,null,null,null,null,{"$f":"INDEX('Fixture Descriptions'!A:K,MATCH('Inspection Form'!H229,'Fixture Descriptions'!A:A,0),8)","v":{"$error":"#N/A"}},{"$error":"#N/A"},null,{"$error":"#N/A"},1,null,null,null,{"$f":"IFERROR(IF(AND(INDEX(Inventory!CA:CA,MATCH('Inspection Form'!B229,Inventory!B:B,0))=\"Not Qualified\",INDEX(Inventory!L:L,MATCH('Inspection Form'!B229,Inventory!B:B,0))<>\"\",$Q$5<>\"Pre\"),0,BY229*BZ229), 0)","v":0},null,{"$error":"#DIV/0!"},{"$error":"#DIV/0!"},226]
[null,226,null,null,null,null,null,null,null,null,null,null,null,null,null,null,null,null,null,null,null,null,null,null,null,null,null,null,null,null,null,null,null,null,null,null,null,null,null,null,null,null,null,null,null,null,null,null,null,null,null,null,null,null,null,null,null,null,null,null,null,null,null,null,null,null,null,null,null,null,null,null,null,{"$f":"INDEX('Fixture Descriptions'!A:K,MATCH('Inspection Form'!H230,'Fixture Descriptions'!A:A,0),8)","v":{"$error":"#N/A"}},{"$error":"#N/A"},null,{"$error":"#N/A"},1,null,null,null,{"$f":"IFERROR(IF(AND(INDEX(Inventory!CA:CA,MATCH('Inspection Form'!B230,Inventory!B:B,0))=\"Not Qualified\",INDEX(Inventory!L:L,MATCH('Inspection Form'!B230,Inventory!B:B,0))<>\"\",$Q$5<>\"Pre\"),0,BY230*BZ230), 0)","v":0},null,{"$error":"#DIV/0!"},{"$error":"#DIV/0!"},227]
[null,227,null,null,null,null,null,null,null,null,null,null,null,null,null,null,null,null,null,null,null,null,null,null,null,null,null,null,null,null,null,null,null,null,null,null,null,null,null,null,null,null,null,null,null,null,null,null,null,null,null,null,null,null,null,null,null,null,null,null,null,null,null,null,null,null,null,null,null,null,null,null,null,{"$f":"INDEX('Fixture Descriptions'!A:K,MATCH('Inspection Form'!H231,'Fixture Descriptions'!A:A,0),8)","v":{"$error":"#N/A"}},{"$error":"#N/A"},null,{"$error":"#N/A"},1,null,null,null,{"$f":"IFERROR(IF(AND(INDEX(Inventory!CA:CA,MATCH('Inspection Form'!B231,Inventory!B:B,0))=\"Not Qualified\",INDEX(Inventory!L:L,MATCH('Inspection Form'!B231,Inventory!B:B,0))<>\"\",$Q$5<>\"Pre\"),0,BY231*BZ231), 0)","v":0},null,{"$error":"#DIV/0!"},{"$error":"#DIV/0!"},228]
[null,228,null,null,null,null,null,null,null,null,null,null,null,null,null,null,null,null,null,null,null,null,null,null,null,null,null,null,null,null,null,null,null,null,null,null,null,null,null,null,null,null,null,null,null,null,null,null,null,null,null,null,null,null,null,null,null,null,null,null,null,null,null,null,null,null,null,null,null,null,null,null,null,{"$f":"INDEX('Fixture Descriptions'!A:K,MATCH('Inspection Form'!H232,'Fixture Descriptions'!A:A,0),8)","v":{"$error":"#N/A"}},{"$error":"#N/A"},null,{"$error":"#N/A"},1,null,null,null,{"$f":"IFERROR(IF(AND(INDEX(Inventory!CA:CA,MATCH('Inspection Form'!B232,Inventory!B:B,0))=\"Not Qualified\",INDEX(Inventory!L:L,MATCH('Inspection Form'!B232,Inventory!B:B,0))<>\"\",$Q$5<>\"Pre\"),0,BY232*BZ232), 0)","v":0},null,{"$error":"#DIV/0!"},{"$error":"#DIV/0!"},229]
[null,229,null,null,null,null,null,null,null,null,null,null,null,null,null,null,null,null,null,null,null,null,null,null,null,null,null,null,null,null,null,null,null,null,null,null,null,null,null,null,null,null,null,null,null,null,null,null,null,null,null,null,null,null,null,null,null,null,null,null,null,null,null,null,null,null,null,null,null,null,null,null,null,{"$f":"INDEX('Fixture Descriptions'!A:K,MATCH('Inspection Form'!H233,'Fixture Descriptions'!A:A,0),8)","v":{"$error":"#N/A"}},{"$error":"#N/A"},null,{"$error":"#N/A"},1,null,null,null,{"$f":"IFERROR(IF(AND(INDEX(Inventory!CA:CA,MATCH('Inspection Form'!B233,Inventory!B:B,0))=\"Not Qualified\",INDEX(Inventory!L:L,MATCH('Inspection Form'!B233,Inventory!B:B,0))<>\"\",$Q$5<>\"Pre\"),0,BY233*BZ233), 0)","v":0},null,{"$error":"#DIV/0!"},{"$error":"#DIV/0!"},230]
[null,230,null,null,null,null,null,null,null,null,null,null,null,null,null,null,null,null,null,null,null,null,null,null,null,null,null,null,null,null,null,null,null,null,null,null,null,null,null,null,null,null,null,null,null,null,null,null,null,null,null,null,null,null,null,null,null,null,null,null,null,null,null,null,null,null,null,null,null,null,null,null,null,{"$f":"INDEX('Fixture Descriptions'!A:K,MATCH('Inspection Form'!H234,'Fixture Descriptions'!A:A,0),8)","v":{"$error":"#N/A"}},{"$error":"#N/A"},null,{"$error":"#N/A"},1,null,null,null,{"$f":"IFERROR(IF(AND(INDEX(Inventory!CA:CA,MATCH('Inspection Form'!B234,Inventory!B:B,0))=\"Not Qualified\",INDEX(Inventory!L:L,MATCH('Inspection Form'!B234,Inventory!B:B,0))<>\"\",$Q$5<>\"Pre\"),0,BY234*BZ234), 0)","v":0},null,{"$error":"#DIV/0!"},{"$error":"#DIV/0!"},231]
[null,231,null,null,null,null,null,null,null,null,null,null,null,null,null,null,null,null,null,null,null,null,null,null,null,null,null,null,null,null,null,null,null,null,null,null,null,null,null,null,null,null,null,null,null,null,null,null,null,null,null,null,null,null,null,null,null,null,null,null,null,null,null,null,null,null,null,null,null,null,null,null,null,{"$f":"INDEX('Fixture Descriptions'!A:K,MATCH('Inspection Form'!H235,'Fixture Descriptions'!A:A,0),8)","v":{"$error":"#N/A"}},{"$error":"#N/A"},null,{"$error":"#N/A"},1,null,null,null,{"$f":"IFERROR(IF(AND(INDEX(Inventory!CA:CA,MATCH('Inspection Form'!B235,Inventory!B:B,0))=\"Not Qualified\",INDEX(Inventory!L:L,MATCH('Inspection Form'!B235,Inventory!B:B,0))<>\"\",$Q$5<>\"Pre\"),0,BY235*BZ235), 0)","v":0},null,{"$error":"#DIV/0!"},{"$error":"#DIV/0!"},232]
[null,232,null,null,null,null,null,null,null,null,null,null,null,null,null,null,null,null,null,null,null,null,null,null,null,null,null,null,null,null,null,null,null,null,null,null,null,null,null,null,null,null,null,null,null,null,null,null,null,null,null,null,null,null,null,null,null,null,null,null,null,null,null,null,null,null,null,null,null,null,null,null,null,{"$f":"INDEX('Fixture Descriptions'!A:K,MATCH('Inspection Form'!H236,'Fixture Descriptions'!A:A,0),8)","v":{"$error":"#N/A"}},{"$error":"#N/A"},null,{"$error":"#N/A"},1,null,null,null,{"$f":"IFERROR(IF(AND(INDEX(Inventory!CA:CA,MATCH('Inspection Form'!B236,Inventory!B:B,0))=\"Not Qualified\",INDEX(Inventory!L:L,MATCH('Inspection Form'!B236,Inventory!B:B,0))<>\"\",$Q$5<>\"Pre\"),0,BY236*BZ236), 0)","v":0},null,{"$error":"#DIV/0!"},{"$error":"#DIV/0!"},233]
[null,233,null,null,null,null,null,null,null,null,null,null,null,null,null,null,null,null,null,null,null,null,null,null,null,null,null,null,null,null,null,null,null,null,null,null,null,null,null,null,null,null,null,null,null,null,null,null,null,null,null,null,null,null,null,null,null,null,null,null,null,null,null,null,null,null,null,null,null,null,null,null,null,{"$f":"INDEX('Fixture Descriptions'!A:K,MATCH('Inspection Form'!H237,'Fixture Descriptions'!A:A,0),8)","v":{"$error":"#N/A"}},{"$error":"#N/A"},null,{"$error":"#N/A"},1,null,null,null,{"$f":"IFERROR(IF(AND(INDEX(Inventory!CA:CA,MATCH('Inspection Form'!B237,Inventory!B:B,0))=\"Not Qualified\",INDEX(Inventory!L:L,MATCH('Inspection Form'!B237,Inventory!B:B,0))<>\"\",$Q$5<>\"Pre\"),0,BY237*BZ237), 0)","v":0},null,{"$error":"#DIV/0!"},{"$error":"#DIV/0!"},234]
[null,234,null,null,null,null,null,null,null,null,null,null,null,null,null,null,null,null,null,null,null,null,null,null,null,null,null,null,null,null,null,null,null,null,null,null,null,null,null,null,null,null,null,null,null,null,null,null,null,null,null,null,null,null,null,null,null,null,null,null,null,null,null,null,null,null,null,null,null,null,null,null,null,{"$f":"INDEX('Fixture Descriptions'!A:K,MATCH('Inspection Form'!H238,'Fixture Descriptions'!A:A,0),8)","v":{"$error":"#N/A"}},{"$error":"#N/A"},null,{"$error":"#N/A"},1,null,null,null,{"$f":"IFERROR(IF(AND(INDEX(Inventory!CA:CA,MATCH('Inspection Form'!B238,Inventory!B:B,0))=\"Not Qualified\",INDEX(Inventory!L:L,MATCH('Inspection Form'!B238,Inventory!B:B,0))<>\"\",$Q$5<>\"Pre\"),0,BY238*BZ238), 0)","v":0},null,{"$error":"#DIV/0!"},{"$error":"#DIV/0!"},235]
[null,235,null,null,null,null,null,null,null,null,null,null,null,null,null,null,null,null,null,null,null,null,null,null,null,null,null,null,null,null,null,null,null,null,null,null,null,null,null,null,null,null,null,null,null,null,null,null,null,null,null,null,null,null,null,null,null,null,null,null,null,null,null,null,null,null,null,null,null,null,null,null,null,{"$f":"INDEX('Fixture Descriptions'!A:K,MATCH('Inspection Form'!H239,'Fixture Descriptions'!A:A,0),8)","v":{"$error":"#N/A"}},{"$error":"#N/A"},null,{"$error":"#N/A"},1,null,null,null,{"$f":"IFERROR(IF(AND(INDEX(Inventory!CA:CA,MATCH('Inspection Form'!B239,Inventory!B:B,0))=\"Not Qualified\",INDEX(Inventory!L:L,MATCH('Inspection Form'!B239,Inventory!B:B,0))<>\"\",$Q$5<>\"Pre\"),0,BY239*BZ239), 0)","v":0},null,{"$error":"#DIV/0!"},{"$error":"#DIV/0!"},236]
[null,236,null,null,null,null,null,null,null,null,null,null,null,null,null,null,null,null,null,null,null,null,null,null,null,null,null,null,null,null,null,null,null,null,null,null,null,null,null,null,null,null,null,null,null,null,null,null,null,null,null,null,null,null,null,null,null,null,null,null,null,null,null,null,null,null,null,null,null,null,null,null,null,{"$f":"INDEX('Fixture Descriptions'!A:K,MATCH('Inspection Form'!H240,'Fixture Descriptions'!A:A,0),8)","v":{"$error":"#N/A"}},{"$error":"#N/A"},null,{"$error":"#N/A"},1,null,null,null,{"$f":"IFERROR(IF(AND(INDEX(Inventory!CA:CA,MATCH('Inspection Form'!B240,Inventory!B:B,0))=\"Not Qualified\",INDEX(Inventory!L:L,MATCH('Inspection Form'!B240,Inventory!B:B,0))<>\"\",$Q$5<>\"Pre\"),0,BY240*BZ240), 0)","v":0},null,{"$error":"#DIV/0!"},{"$error":"#DIV/0!"},237]
[null,237,null,null,null,null,null,null,null,null,null,null,null,null,null,null,null,null,null,null,null,null,null,null,null,null,null,null,null,null,null,null,null,null,null,null,null,null,null,null,null,null,null,null,null,null,null,null,null,null,null,null,null,null,null,null,null,null,null,null,null,null,null,null,null,null,null,null,null,null,null,null,null,{"$f":"INDEX('Fixture Descriptions'!A:K,MATCH('Inspection Form'!H241,'Fixture Descriptions'!A:A,0),8)","v":{"$error":"#N/A"}},{"$error":"#N/A"},null,{"$error":"#N/A"},1,null,null,null,{"$f":"IFERROR(IF(AND(INDEX(Inventory!CA:CA,MATCH('Inspection Form'!B241,Inventory!B:B,0))=\"Not Qualified\",INDEX(Inventory!L:L,MATCH('Inspection Form'!B241,Inventory!B:B,0))<>\"\",$Q$5<>\"Pre\"),0,BY241*BZ241), 0)","v":0},null,{"$error":"#DIV/0!"},{"$error":"#DIV/0!"},238]
[null,238,null,null,null,null,null,null,null,null,null,null,null,null,null,null,null,null,null,null,null,null,null,null,null,null,null,null,null,null,null,null,null,null,null,null,null,null,null,null,null,null,null,null,null,null,null,null,null,null,null,null,null,null,null,null,null,null,null,null,null,null,null,null,null,null,null,null,null,null,null,null,null,{"$f":"INDEX('Fixture Descriptions'!A:K,MATCH('Inspection Form'!H242,'Fixture Descriptions'!A:A,0),8)","v":{"$error":"#N/A"}},{"$error":"#N/A"},null,{"$error":"#N/A"},1,null,null,null,{"$f":"IFERROR(IF(AND(INDEX(Inventory!CA:CA,MATCH('Inspection Form'!B242,Inventory!B:B,0))=\"Not Qualified\",INDEX(Inventory!L:L,MATCH('Inspection Form'!B242,Inventory!B:B,0))<>\"\",$Q$5<>\"Pre\"),0,BY242*BZ242), 0)","v":0},null,{"$error":"#DIV/0!"},{"$error":"#DIV/0!"},239]
[null,239,null,null,null,null,null,null,null,null,null,null,null,null,null,null,null,null,null,null,null,null,null,null,null,null,null,null,null,null,null,null,null,null,null,null,null,null,null,null,null,null,null,null,null,null,null,null,null,null,null,null,null,null,null,null,null,null,null,null,null,null,null,null,null,null,null,null,null,null,null,null,null,{"$f":"INDEX('Fixture Descriptions'!A:K,MATCH('Inspection Form'!H243,'Fixture Descriptions'!A:A,0),8)","v":{"$error":"#N/A"}},{"$error":"#N/A"},null,{"$error":"#N/A"},1,null,null,null,{"$f":"IFERROR(IF(AND(INDEX(Inventory!CA:CA,MATCH('Inspection Form'!B243,Inventory!B:B,0))=\"Not Qualified\",INDEX(Inventory!L:L,MATCH('Inspection Form'!B243,Inventory!B:B,0))<>\"\",$Q$5<>\"Pre\"),0,BY243*BZ243), 0)","v":0},null,{"$error":"#DIV/0!"},{"$error":"#DIV/0!"},240]
[null,240,null,null,null,null,null,null,null,null,null,null,null,null,null,null,null,null,null,null,null,null,null,null,null,null,null,null,null,null,null,null,null,null,null,null,null,null,null,null,null,null,null,null,null,null,null,null,null,null,null,null,null,null,null,null,null,null,null,null,null,null,null,null,null,null,null,null,null,null,null,null,null,{"$f":"INDEX('Fixture Descriptions'!A:K,MATCH('Inspection Form'!H244,'Fixture Descriptions'!A:A,0),8)","v":{"$error":"#N/A"}},{"$error":"#N/A"},null,{"$error":"#N/A"},1,null,null,null,{"$f":"IFERROR(IF(AND(INDEX(Inventory!CA:CA,MATCH('Inspection Form'!B244,Inventory!B:B,0))=\"Not Qualified\",INDEX(Inventory!L:L,MATCH('Inspection Form'!B244,Inventory!B:B,0))<>\"\",$Q$5<>\"Pre\"),0,BY244*BZ244), 0)","v":0},null,{"$error":"#DIV/0!"},{"$error":"#DIV/0!"},241]
[null,241,null,null,null,null,null,null,null,null,null,null,null,null,null,null,null,null,null,null,null,null,null,null,null,null,null,null,null,null,null,null,null,null,null,null,null,null,null,null,null,null,null,null,null,null,null,null,null,null,null,null,null,null,null,null,null,null,null,null,null,null,null,null,null,null,null,null,null,null,null,null,null,{"$f":"INDEX('Fixture Descriptions'!A:K,MATCH('Inspection Form'!H245,'Fixture Descriptions'!A:A,0),8)","v":{"$error":"#N/A"}},{"$error":"#N/A"},null,{"$error":"#N/A"},1,null,null,null,{"$f":"IFERROR(IF(AND(INDEX(Inventory!CA:CA,MATCH('Inspection Form'!B245,Inventory!B:B,0))=\"Not Qualified\",INDEX(Inventory!L:L,MATCH('Inspection Form'!B245,Inventory!B:B,0))<>\"\",$Q$5<>\"Pre\"),0,BY245*BZ245), 0)","v":0},null,{"$error":"#DIV/0!"},{"$error":"#DIV/0!"},242]
[null,242,null,null,null,null,null,null,null,null,null,null,null,null,null,null,null,null,null,null,null,null,null,null,null,null,null,null,null,null,null,null,null,null,null,null,null,null,null,null,null,null,null,null,null,null,null,null,null,null,null,null,null,null,null,null,null,null,null,null,null,null,null,null,null,null,null,null,null,null,null,null,null,{"$f":"INDEX('Fixture Descriptions'!A:K,MATCH('Inspection Form'!H246,'Fixture Descriptions'!A:A,0),8)","v":{"$error":"#N/A"}},{"$error":"#N/A"},null,{"$error":"#N/A"},1,null,null,null,{"$f":"IFERROR(IF(AND(INDEX(Inventory!CA:CA,MATCH('Inspection Form'!B246,Inventory!B:B,0))=\"Not Qualified\",INDEX(Inventory!L:L,MATCH('Inspection Form'!B246,Inventory!B:B,0))<>\"\",$Q$5<>\"Pre\"),0,BY246*BZ246), 0)","v":0},null,{"$error":"#DIV/0!"},{"$error":"#DIV/0!"},243]
[null,243,null,null,null,null,null,null,null,null,null,null,null,null,null,null,null,null,null,null,null,null,null,null,null,null,null,null,null,null,null,null,null,null,null,null,null,null,null,null,null,null,null,null,null,null,null,null,null,null,null,null,null,null,null,null,null,null,null,null,null,null,null,null,null,null,null,null,null,null,null,null,null,{"$f":"INDEX('Fixture Descriptions'!A:K,MATCH('Inspection Form'!H247,'Fixture Descriptions'!A:A,0),8)","v":{"$error":"#N/A"}},{"$error":"#N/A"},null,{"$error":"#N/A"},1,null,null,null,{"$f":"IFERROR(IF(AND(INDEX(Inventory!CA:CA,MATCH('Inspection Form'!B247,Inventory!B:B,0))=\"Not Qualified\",INDEX(Inventory!L:L,MATCH('Inspection Form'!B247,Inventory!B:B,0))<>\"\",$Q$5<>\"Pre\"),0,BY247*BZ247), 0)","v":0},null,{"$error":"#DIV/0!"},{"$error":"#DIV/0!"},244]
[null,244,null,null,null,null,null,null,null,null,null,null,null,null,null,null,null,null,null,null,null,null,null,null,null,null,null,null,null,null,null,null,null,null,null,null,null,null,null,null,null,null,null,null,null,null,null,null,null,null,null,null,null,null,null,null,null,null,null,null,null,null,null,null,null,null,null,null,null,null,null,null,null,{"$f":"INDEX('Fixture Descriptions'!A:K,MATCH('Inspection Form'!H248,'Fixture Descriptions'!A:A,0),8)","v":{"$error":"#N/A"}},{"$error":"#N/A"},null,{"$error":"#N/A"},1,null,null,null,{"$f":"IFERROR(IF(AND(INDEX(Inventory!CA:CA,MATCH('Inspection Form'!B248,Inventory!B:B,0))=\"Not Qualified\",INDEX(Inventory!L:L,MATCH('Inspection Form'!B248,Inventory!B:B,0))<>\"\",$Q$5<>\"Pre\"),0,BY248*BZ248), 0)","v":0},null,{"$error":"#DIV/0!"},{"$error":"#DIV/0!"},245]
[null,245,null,null,null,null,null,null,null,null,null,null,null,null,null,null,null,null,null,null,null,null,null,null,null,null,null,null,null,null,null,null,null,null,null,null,null,null,null,null,null,null,null,null,null,null,null,null,null,null,null,null,null,null,null,null,null,null,null,null,null,null,null,null,null,null,null,null,null,null,null,null,null,{"$f":"INDEX('Fixture Descriptions'!A:K,MATCH('Inspection Form'!H249,'Fixture Descriptions'!A:A,0),8)","v":{"$error":"#N/A"}},{"$error":"#N/A"},null,{"$error":"#N/A"},1,null,null,null,{"$f":"IFERROR(IF(AND(INDEX(Inventory!CA:CA,MATCH('Inspection Form'!B249,Inventory!B:B,0))=\"Not Qualified\",INDEX(Inventory!L:L,MATCH('Inspection Form'!B249,Inventory!B:B,0))<>\"\",$Q$5<>\"Pre\"),0,BY249*BZ249), 0)","v":0},null,{"$error":"#DIV/0!"},{"$error":"#DIV/0!"},246]
[null,246,null,null,null,null,null,null,null,null,null,null,null,null,null,null,null,null,null,null,null,null,null,null,null,null,null,null,null,null,null,null,null,null,null,null,null,null,null,null,null,null,null,null,null,null,null,null,null,null,null,null,null,null,null,null,null,null,null,null,null,null,null,null,null,null,null,null,null,null,null,null,null,{"$f":"INDEX('Fixture Descriptions'!A:K,MATCH('Inspection Form'!H250,'Fixture Descriptions'!A:A,0),8)","v":{"$error":"#N/A"}},{"$error":"#N/A"},null,{"$error":"#N/A"},1,null,null,null,{"$f":"IFERROR(IF(AND(INDEX(Inventory!CA:CA,MATCH('Inspection Form'!B250,Inventory!B:B,0))=\"Not Qualified\",INDEX(Inventory!L:L,MATCH('Inspection Form'!B250,Inventory!B:B,0))<>\"\",$Q$5<>\"Pre\"),0,BY250*BZ250), 0)","v":0},null,{"$error":"#DIV/0!"},{"$error":"#DIV/0!"},247]
[null,247,null,null,null,null,null,null,null,null,null,null,null,null,null,null,null,null,null,null,null,null,null,null,null,null,null,null,null,null,null,null,null,null,null,null,null,null,null,null,null,null,null,null,null,null,null,null,null,null,null,null,null,null,null,null,null,null,null,null,null,null,null,null,null,null,null,null,null,null,null,null,null,{"$f":"INDEX('Fixture Descriptions'!A:K,MATCH('Inspection Form'!H251,'Fixture Descriptions'!A:A,0),8)","v":{"$error":"#N/A"}},{"$error":"#N/A"},null,{"$error":"#N/A"},1,null,null,null,{"$f":"IFERROR(IF(AND(INDEX(Inventory!CA:CA,MATCH('Inspection Form'!B251,Inventory!B:B,0))=\"Not Qualified\",INDEX(Inventory!L:L,MATCH('Inspection Form'!B251,Inventory!B:B,0))<>\"\",$Q$5<>\"Pre\"),0,BY251*BZ251), 0)","v":0},null,{"$error":"#DIV/0!"},{"$error":"#DIV/0!"},248]
[null,248,null,null,null,null,null,null,null,null,null,null,null,null,null,null,null,null,null,null,null,null,null,null,null,null,null,null,null,null,null,null,null,null,null,null,null,null,null,null,null,null,null,null,null,null,null,null,null,null,null,null,null,null,null,null,null,null,null,null,null,null,null,null,null,null,null,null,null,null,null,null,null,{"$f":"INDEX('Fixture Descriptions'!A:K,MATCH('Inspection Form'!H252,'Fixture Descriptions'!A:A,0),8)","v":{"$error":"#N/A"}},{"$error":"#N/A"},null,{"$error":"#N/A"},1,null,null,null,{"$f":"IFERROR(IF(AND(INDEX(Inventory!CA:CA,MATCH('Inspection Form'!B252,Inventory!B:B,0))=\"Not Qualified\",INDEX(Inventory!L:L,MATCH('Inspection Form'!B252,Inventory!B:B,0))<>\"\",$Q$5<>\"Pre\"),0,BY252*BZ252), 0)","v":0},null,{"$error":"#DIV/0!"},{"$error":"#DIV/0!"},249]
[null,249,null,null,null,null,null,null,null,null,null,null,null,null,null,null,null,null,null,null,null,null,null,null,null,null,null,null,null,null,null,null,null,null,null,null,null,null,null,null,null,null,null,null,null,null,null,null,null,null,null,null,null,null,null,null,null,null,null,null,null,null,null,null,null,null,null,null,null,null,null,null,null,{"$f":"INDEX('Fixture Descriptions'!A:K,MATCH('Inspection Form'!H253,'Fixture Descriptions'!A:A,0),8)","v":{"$error":"#N/A"}},{"$error":"#N/A"},null,{"$error":"#N/A"},1,null,null,null,{"$f":"IFERROR(IF(AND(INDEX(Inventory!CA:CA,MATCH('Inspection Form'!B253,Inventory!B:B,0))=\"Not Qualified\",INDEX(Inventory!L:L,MATCH('Inspection Form'!B253,Inventory!B:B,0))<>\"\",$Q$5<>\"Pre\"),0,BY253*BZ253), 0)","v":0},null,{"$error":"#DIV/0!"},{"$error":"#DIV/0!"},250]
[null,250,null,null,null,null,null,null,null,null,null,null,null,null,null,null,null,null,null,null,null,null,null,null,null,null,null,null,null,null,null,null,null,null,null,null,null,null,null,null,null,null,null,null,null,null,null,null,null,null,null,null,null,null,null,null,null,null,null,null,null,null,null,null,null,null,null,null,null,null,null,null,null,{"$f":"INDEX('Fixture Descriptions'!A:K,MATCH('Inspection Form'!H254,'Fixture Descriptions'!A:A,0),8)","v":{"$error":"#N/A"}},{"$error":"#N/A"},null,{"$error":"#N/A"},1,null,null,null,{"$f":"IFERROR(IF(AND(INDEX(Inventory!CA:CA,MATCH('Inspection Form'!B254,Inventory!B:B,0))=\"Not Qualified\",INDEX(Inventory!L:L,MATCH('Inspection Form'!B254,Inventory!B:B,0))<>\"\",$Q$5<>\"Pre\"),0,BY254*BZ254), 0)","v":0},null,{"$error":"#DIV/0!"},{"$error":"#DIV/0!"},251]
[null,251,null,null,null,null,null,null,null,null,null,null,null,null,null,null,null,null,null,null,null,null,null,null,null,null,null,null,null,null,null,null,null,null,null,null,null,null,null,null,null,null,null,null,null,null,null,null,null,null,null,null,null,null,null,null,null,null,null,null,null,null,null,null,null,null,null,null,null,null,null,null,null,{"$f":"INDEX('Fixture Descriptions'!A:K,MATCH('Inspection Form'!H255,'Fixture Descriptions'!A:A,0),8)","v":{"$error":"#N/A"}},{"$error":"#N/A"},null,{"$error":"#N/A"},1,null,null,null,{"$f":"IFERROR(IF(AND(INDEX(Inventory!CA:CA,MATCH('Inspection Form'!B255,Inventory!B:B,0))=\"Not Qualified\",INDEX(Inventory!L:L,MATCH('Inspection Form'!B255,Inventory!B:B,0))<>\"\",$Q$5<>\"Pre\"),0,BY255*BZ255), 0)","v":0},null,{"$error":"#DIV/0!"},{"$error":"#DIV/0!"},252]
[null,252,null,null,null,null,null,null,null,null,null,null,null,null,null,null,null,null,null,null,null,null,null,null,null,null,null,null,null,null,null,null,null,null,null,null,null,null,null,null,null,null,null,null,null,null,null,null,null,null,null,null,null,null,null,null,null,null,null,null,null,null,null,null,null,null,null,null,null,null,null,null,null,{"$f":"INDEX('Fixture Descriptions'!A:K,MATCH('Inspection Form'!H256,'Fixture Descriptions'!A:A,0),8)","v":{"$error":"#N/A"}},{"$error":"#N/A"},null,{"$error":"#N/A"},1,null,null,null,{"$f":"IFERROR(IF(AND(INDEX(Inventory!CA:CA,MATCH('Inspection Form'!B256,Inventory!B:B,0))=\"Not Qualified\",INDEX(Inventory!L:L,MATCH('Inspection Form'!B256,Inventory!B:B,0))<>\"\",$Q$5<>\"Pre\"),0,BY256*BZ256), 0)","v":0},null,{"$error":"#DIV/0!"},{"$error":"#DIV/0!"},253]
[null,253,null,null,null,null,null,null,null,null,null,null,null,null,null,null,null,null,null,null,null,null,null,null,null,null,null,null,null,null,null,null,null,null,null,null,null,null,null,null,null,null,null,null,null,null,null,null,null,null,null,null,null,null,null,null,null,null,null,null,null,null,null,null,null,null,null,null,null,null,null,null,null,{"$f":"INDEX('Fixture Descriptions'!A:K,MATCH('Inspection Form'!H257,'Fixture Descriptions'!A:A,0),8)","v":{"$error":"#N/A"}},{"$error":"#N/A"},null,{"$error":"#N/A"},1,null,null,null,{"$f":"IFERROR(IF(AND(INDEX(Inventory!CA:CA,MATCH('Inspection Form'!B257,Inventory!B:B,0))=\"Not Qualified\",INDEX(Inventory!L:L,MATCH('Inspection Form'!B257,Inventory!B:B,0))<>\"\",$Q$5<>\"Pre\"),0,BY257*BZ257), 0)","v":0},null,{"$error":"#DIV/0!"},{"$error":"#DIV/0!"},254]
[null,254,null,null,null,null,null,null,null,null,null,null,null,null,null,null,null,null,null,null,null,null,null,null,null,null,null,null,null,null,null,null,null,null,null,null,null,null,null,null,null,null,null,null,null,null,null,null,null,null,null,null,null,null,null,null,null,null,null,null,null,null,null,null,null,null,null,null,null,null,null,null,null,{"$f":"INDEX('Fixture Descriptions'!A:K,MATCH('Inspection Form'!H258,'Fixture Descriptions'!A:A,0),8)","v":{"$error":"#N/A"}},{"$error":"#N/A"},null,{"$error":"#N/A"},1,null,null,null,{"$f":"IFERROR(IF(AND(INDEX(Inventory!CA:CA,MATCH('Inspection Form'!B258,Inventory!B:B,0))=\"Not Qualified\",INDEX(Inventory!L:L,MATCH('Inspection Form'!B258,Inventory!B:B,0))<>\"\",$Q$5<>\"Pre\"),0,BY258*BZ258), 0)","v":0},null,{"$error":"#DIV/0!"},{"$error":"#DIV/0!"},255]
[null,255,null,null,null,null,null,null,null,null,null,null,null,null,null,null,null,null,null,null,null,null,null,null,null,null,null,null,null,null,null,null,null,null,null,null,null,null,null,null,null,null,null,null,null,null,null,null,null,null,null,null,null,null,null,null,null,null,null,null,null,null,null,null,null,null,null,null,null,null,null,null,null,{"$f":"INDEX('Fixture Descriptions'!A:K,MATCH('Inspection Form'!H259,'Fixture Descriptions'!A:A,0),8)","v":{"$error":"#N/A"}},{"$error":"#N/A"},null,{"$error":"#N/A"},1,null,null,null,{"$f":"IFERROR(IF(AND(INDEX(Inventory!CA:CA,MATCH('Inspection Form'!B259,Inventory!B:B,0))=\"Not Qualified\",INDEX(Inventory!L:L,MATCH('Inspection Form'!B259,Inventory!B:B,0))<>\"\",$Q$5<>\"Pre\"),0,BY259*BZ259), 0)","v":0},null,{"$error":"#DIV/0!"},{"$error":"#DIV/0!"},256]
[null,256,null,null,null,null,null,null,null,null,null,null,null,null,null,null,null,null,null,null,null,null,null,null,null,null,null,null,null,null,null,null,null,null,null,null,null,null,null,null,null,null,null,null,null,null,null,null,null,null,null,null,null,null,null,null,null,null,null,null,null,null,null,null,null,null,null,null,null,null,null,null,null,{"$f":"INDEX('Fixture Descriptions'!A:K,MATCH('Inspection Form'!H260,'Fixture Descriptions'!A:A,0),8)","v":{"$error":"#N/A"}},{"$error":"#N/A"},null,{"$error":"#N/A"},1,null,null,null,{"$f":"IFERROR(IF(AND(INDEX(Inventory!CA:CA,MATCH('Inspection Form'!B260,Inventory!B:B,0))=\"Not Qualified\",INDEX(Inventory!L:L,MATCH('Inspection Form'!B260,Inventory!B:B,0))<>\"\",$Q$5<>\"Pre\"),0,BY260*BZ260), 0)","v":0},null,{"$error":"#DIV/0!"},{"$error":"#DIV/0!"},257]
[null,257,null,null,null,null,null,null,null,null,null,null,null,null,null,null,null,null,null,null,null,null,null,null,null,null,null,null,null,null,null,null,null,null,null,null,null,null,null,null,null,null,null,null,null,null,null,null,null,null,null,null,null,null,null,null,null,null,null,null,null,null,null,null,null,null,null,null,null,null,null,null,null,{"$f":"INDEX('Fixture Descriptions'!A:K,MATCH('Inspection Form'!H261,'Fixture Descriptions'!A:A,0),8)","v":{"$error":"#N/A"}},{"$f":"BV261*I261","v":{"$error":"#N/A"}},null,{"$error":"#N/A"},1,null,null,null,{"$f":"IFERROR(IF(AND(INDEX(Inventory!CA:CA,MATCH('Inspection Form'!B261,Inventory!B:B,0))=\"Not Qualified\",INDEX(Inventory!L:L,MATCH('Inspection Form'!B261,Inventory!B:B,0))<>\"\",$Q$5<>\"Pre\"),0,BY261*BZ261), 0)","v":0},null,{"$error":"#DIV/0!"},{"$error":"#DIV/0!"},258]
[null,258,null,null,null,null,null,null,null,null,null,null,null,null,null,null,null,null,null,null,null,null,null,null,null,null,null,null,null,null,null,null,null,null,null,null,null,null,null,null,null,null,null,null,null,null,null,null,null,null,null,null,null,null,null,null,null,null,null,null,null,null,null,null,null,null,null,null,null,null,null,null,null,{"$f":"INDEX('Fixture Descriptions'!A:K,MATCH('Inspection Form'!H262,'Fixture Descriptions'!A:A,0),8)","v":{"$error":"#N/A"}},{"$error":"#N/A"},null,{"$f":"BW262","v":{"$error":"#N/A"}},{"$f":"IF($U$3=\"All\", 1, IF(AND(C262=$U$3, H262=$U$4), 1, 0))","v":1},null,null,null,{"$f":"IFERROR(IF(AND(INDEX(Inventory!CA:CA,MATCH('Inspection Form'!B262,Inventory!B:B,0))=\"Not Qualified\",INDEX(Inventory!L:L,MATCH('Inspection Form'!B262,Inventory!B:B,0))<>\"\",$Q$5<>\"Pre\"),0,BY262*BZ262), 0)","v":0},null,{"$f":"CD262/$CE$5","v":{"$error":"#DIV/0!"}},{"$f":"CF262+CG261","v":{"$error":"#DIV/0!"}},259]
[null,259,null,null,null,null,null,null,null,null,null,null,null,null,null,null,null,null,null,null,null,null,null,null,null,null,null,null,null,null,null,null,null,null,null,null,null,null,null,null,null,null,null,null,null,null,null,null,null,null,null,null,null,null,null,null,null,null,null,null,null,null,null,null,null,null,null,null,null,null,null,null,null,{"$f":"INDEX('Fixture Descriptions'!A:K,MATCH('Inspection Form'!H263,'Fixture Descriptions'!A:A,0),8)","v":{"$error":"#N/A"}},{"$error":"#N/A"},null,{"$error":"#N/A"},1,null,null,null,{"$f":"IFERROR(IF(AND(INDEX(Inventory!CA:CA,MATCH('Inspection Form'!B263,Inventory!B:B,0))=\"Not Qualified\",INDEX(Inventory!L:L,MATCH('Inspection Form'!B263,Inventory!B:B,0))<>\"\",$Q$5<>\"Pre\"),0,BY263*BZ263), 0)","v":0},null,{"$error":"#DIV/0!"},{"$error":"#DIV/0!"},260]
[null,260,null,null,null,null,null,null,null,null,null,null,null,null,null,null,null,null,null,null,null,null,null,null,null,null,null,null,null,null,null,null,null,null,null,null,null,null,null,null,null,null,null,null,null,null,null,null,null,null,null,null,null,null,null,null,null,null,null,null,null,null,null,null,null,null,null,null,null,null,null,null,null,{"$f":"INDEX('Fixture Descriptions'!A:K,MATCH('Inspection Form'!H264,'Fixture Descriptions'!A:A,0),8)","v":{"$error":"#N/A"}},{"$error":"#N/A"},null,{"$error":"#N/A"},1,null,null,null,{"$f":"IFERROR(IF(AND(INDEX(Inventory!CA:CA,MATCH('Inspection Form'!B264,Inventory!B:B,0))=\"Not Qualified\",INDEX(Inventory!L:L,MATCH('Inspection Form'!B264,Inventory!B:B,0))<>\"\",$Q$5<>\"Pre\"),0,BY264*BZ264), 0)","v":0},null,{"$error":"#DIV/0!"},{"$error":"#DIV/0!"},261]
[null,261,null,null,null,null,null,null,null,null,null,null,null,null,null,null,null,null,null,null,null,null,null,null,null,null,null,null,null,null,null,null,null,null,null,null,null,null,null,null,null,null,null,null,null,null,null,null,null,null,null,null,null,null,null,null,null,null,null,null,null,null,null,null,null,null,null,null,null,null,null,null,null,{"$f":"INDEX('Fixture Descriptions'!A:K,MATCH('Inspection Form'!H265,'Fixture Descriptions'!A:A,0),8)","v":{"$error":"#N/A"}},{"$error":"#N/A"},null,{"$error":"#N/A"},1,null,null,null,{"$f":"IFERROR(IF(AND(INDEX(Inventory!CA:CA,MATCH('Inspection Form'!B265,Inventory!B:B,0))=\"Not Qualified\",INDEX(Inventory!L:L,MATCH('Inspection Form'!B265,Inventory!B:B,0))<>\"\",$Q$5<>\"Pre\"),0,BY265*BZ265), 0)","v":0},null,{"$error":"#DIV/0!"},{"$error":"#DIV/0!"},262]
[null,262,null,null,null,null,null,null,null,null,null,null,null,null,null,null,null,null,null,null,null,null,null,null,null,null,null,null,null,null,null,null,null,null,null,null,null,null,null,null,null,null,null,null,null,null,null,null,null,null,null,null,null,null,null,null,null,null,null,null,null,null,null,null,null,null,null,null,null,null,null,null,null,{"$f":"INDEX('Fixture Descriptions'!A:K,MATCH('Inspection Form'!H266,'Fixture Descriptions'!A:A,0),8)","v":{"$error":"#N/A"}},{"$error":"#N/A"},null,{"$error":"#N/A"},1,null,null,null,{"$f":"IFERROR(IF(AND(INDEX(Inventory!CA:CA,MATCH('Inspection Form'!B266,Inventory!B:B,0))=\"Not Qualified\",INDEX(Inventory!L:L,MATCH('Inspection Form'!B266,Inventory!B:B,0))<>\"\",$Q$5<>\"Pre\"),0,BY266*BZ266), 0)","v":0},null,{"$error":"#DIV/0!"},{"$error":"#DIV/0!"},263]
[null,263,null,null,null,null,null,null,null,null,null,null,null,null,null,null,null,null,null,null,null,null,null,null,null,null,null,null,null,null,null,null,null,null,null,null,null,null,null,null,null,null,null,null,null,null,null,null,null,null,null,null,null,null,null,null,null,null,null,null,null,null,null,null,null,null,null,null,null,null,null,null,null,{"$f":"INDEX('Fixture Descriptions'!A:K,MATCH('Inspection Form'!H267,'Fixture Descriptions'!A:A,0),8)","v":{"$error":"#N/A"}},{"$error":"#N/A"},null,{"$error":"#N/A"},1,null,null,null,{"$f":"IFERROR(IF(AND(INDEX(Inventory!CA:CA,MATCH('Inspection Form'!B267,Inventory!B:B,0))=\"Not Qualified\",INDEX(Inventory!L:L,MATCH('Inspection Form'!B267,Inventory!B:B,0))<>\"\",$Q$5<>\"Pre\"),0,BY267*BZ267), 0)","v":0},null,{"$error":"#DIV/0!"},{"$error":"#DIV/0!"},264]
[null,264,null,null,null,null,null,null,null,null,null,null,null,null,null,null,null,null,null,null,null,null,null,null,null,null,null,null,null,null,null,null,null,null,null,null,null,null,null,null,null,null,null,null,null,null,null,null,null,null,null,null,null,null,null,null,null,null,null,null,null,null,null,null,null,null,null,null,null,null,null,null,null,{"$f":"INDEX('Fixture Descriptions'!A:K,MATCH('Inspection Form'!H268,'Fixture Descriptions'!A:A,0),8)","v":{"$error":"#N/A"}},{"$error":"#N/A"},null,{"$error":"#N/A"},1,null,null,null,{"$f":"IFERROR(IF(AND(INDEX(Inventory!CA:CA,MATCH('Inspection Form'!B268,Inventory!B:B,0))=\"Not Qualified\",INDEX(Inventory!L:L,MATCH('Inspection Form'!B268,Inventory!B:B,0))<>\"\",$Q$5<>\"Pre\"),0,BY268*BZ268), 0)","v":0},null,{"$error":"#DIV/0!"},{"$error":"#DIV/0!"},265]
[null,265,null,null,null,null,null,null,null,null,null,null,null,null,null,null,null,null,null,null,null,null,null,null,null,null,null,null,null,null,null,null,null,null,null,null,null,null,null,null,null,null,null,null,null,null,null,null,null,null,null,null,null,null,null,null,null,null,null,null,null,null,null,null,null,null,null,null,null,null,null,null,null,{"$f":"INDEX('Fixture Descriptions'!A:K,MATCH('Inspection Form'!H269,'Fixture Descriptions'!A:A,0),8)","v":{"$error":"#N/A"}},{"$error":"#N/A"},null,{"$error":"#N/A"},1,null,null,null,{"$f":"IFERROR(IF(AND(INDEX(Inventory!CA:CA,MATCH('Inspection Form'!B269,Inventory!B:B,0))=\"Not Qualified\",INDEX(Inventory!L:L,MATCH('Inspection Form'!B269,Inventory!B:B,0))<>\"\",$Q$5<>\"Pre\"),0,BY269*BZ269), 0)","v":0},null,{"$error":"#DIV/0!"},{"$error":"#DIV/0!"},266]
[null,266,null,null,null,null,null,null,null,null,null,null,null,null,null,null,null,null,null,null,null,null,null,null,null,null,null,null,null,null,null,null,null,null,null,null,null,null,null,null,null,null,null,null,null,null,null,null,null,null,null,null,null,null,null,null,null,null,null,null,null,null,null,null,null,null,null,null,null,null,null,null,null,{"$f":"INDEX('Fixture Descriptions'!A:K,MATCH('Inspection Form'!H270,'Fixture Descriptions'!A:A,0),8)","v":{"$error":"#N/A"}},{"$error":"#N/A"},null,{"$error":"#N/A"},1,null,null,null,{"$f":"IFERROR(IF(AND(INDEX(Inventory!CA:CA,MATCH('Inspection Form'!B270,Inventory!B:B,0))=\"Not Qualified\",INDEX(Inventory!L:L,MATCH('Inspection Form'!B270,Inventory!B:B,0))<>\"\",$Q$5<>\"Pre\"),0,BY270*BZ270), 0)","v":0},null,{"$error":"#DIV/0!"},{"$error":"#DIV/0!"},267]
[null,267,null,null,null,null,null,null,null,null,null,null,null,null,null,null,null,null,null,null,null,null,null,null,null,null,null,null,null,null,null,null,null,null,null,null,null,null,null,null,null,null,null,null,null,null,null,null,null,null,null,null,null,null,null,null,null,null,null,null,null,null,null,null,null,null,null,null,null,null,null,null,null,{"$f":"INDEX('Fixture Descriptions'!A:K,MATCH('Inspection Form'!H271,'Fixture Descriptions'!A:A,0),8)","v":{"$error":"#N/A"}},{"$error":"#N/A"},null,{"$error":"#N/A"},1,null,null,null,{"$f":"IFERROR(IF(AND(INDEX(Inventory!CA:CA,MATCH('Inspection Form'!B271,Inventory!B:B,0))=\"Not Qualified\",INDEX(Inventory!L:L,MATCH('Inspection Form'!B271,Inventory!B:B,0))<>\"\",$Q$5<>\"Pre\"),0,BY271*BZ271), 0)","v":0},null,{"$error":"#DIV/0!"},{"$error":"#DIV/0!"},268]
[null,268,null,null,null,null,null,null,null,null,null,null,null,null,null,null,null,null,null,null,null,null,null,null,null,null,null,null,null,null,null,null,null,null,null,null,null,null,null,null,null,null,null,null,null,null,null,null,null,null,null,null,null,null,null,null,null,null,null,null,null,null,null,null,null,null,null,null,null,null,null,null,null,{"$f":"INDEX('Fixture Descriptions'!A:K,MATCH('Inspection Form'!H272,'Fixture Descriptions'!A:A,0),8)","v":{"$error":"#N/A"}},{"$error":"#N/A"},null,{"$error":"#N/A"},1,null,null,null,{"$f":"IFERROR(IF(AND(INDEX(Inventory!CA:CA,MATCH('Inspection Form'!B272,Inventory!B:B,0))=\"Not Qualified\",INDEX(Inventory!L:L,MATCH('Inspection Form'!B272,Inventory!B:B,0))<>\"\",$Q$5<>\"Pre\"),0,BY272*BZ272), 0)","v":0},null,{"$error":"#DIV/0!"},{"$error":"#DIV/0!"},269]
[null,269,null,null,null,null,null,null,null,null,null,null,null,null,null,null,null,null,null,null,null,null,null,null,null,null,null,null,null,null,null,null,null,null,null,null,null,null,null,null,null,null,null,null,null,null,null,null,null,null,null,null,null,null,null,null,null,null,null,null,null,null,null,null,null,null,null,null,null,null,null,null,null,{"$f":"INDEX('Fixture Descriptions'!A:K,MATCH('Inspection Form'!H273,'Fixture Descriptions'!A:A,0),8)","v":{"$error":"#N/A"}},{"$error":"#N/A"},null,{"$error":"#N/A"},1,null,null,null,{"$f":"IFERROR(IF(AND(INDEX(Inventory!CA:CA,MATCH('Inspection Form'!B273,Inventory!B:B,0))=\"Not Qualified\",INDEX(Inventory!L:L,MATCH('Inspection Form'!B273,Inventory!B:B,0))<>\"\",$Q$5<>\"Pre\"),0,BY273*BZ273), 0)","v":0},null,{"$error":"#DIV/0!"},{"$error":"#DIV/0!"},270]
[null,270,null,null,null,null,null,null,null,null,null,null,null,null,null,null,null,null,null,null,null,null,null,null,null,null,null,null,null,null,null,null,null,null,null,null,null,null,null,null,null,null,null,null,null,null,null,null,null,null,null,null,null,null,null,null,null,null,null,null,null,null,null,null,null,null,null,null,null,null,null,null,null,{"$f":"INDEX('Fixture Descriptions'!A:K,MATCH('Inspection Form'!H274,'Fixture Descriptions'!A:A,0),8)","v":{"$error":"#N/A"}},{"$error":"#N/A"},null,{"$error":"#N/A"},1,null,null,null,{"$f":"IFERROR(IF(AND(INDEX(Inventory!CA:CA,MATCH('Inspection Form'!B274,Inventory!B:B,0))=\"Not Qualified\",INDEX(Inventory!L:L,MATCH('Inspection Form'!B274,Inventory!B:B,0))<>\"\",$Q$5<>\"Pre\"),0,BY274*BZ274), 0)","v":0},null,{"$error":"#DIV/0!"},{"$error":"#DIV/0!"},271]
[null,271,null,null,null,null,null,null,null,null,null,null,null,null,null,null,null,null,null,null,null,null,null,null,null,null,null,null,null,null,null,null,null,null,null,null,null,null,null,null,null,null,null,null,null,null,null,null,null,null,null,null,null,null,null,null,null,null,null,null,null,null,null,null,null,null,null,null,null,null,null,null,null,{"$f":"INDEX('Fixture Descriptions'!A:K,MATCH('Inspection Form'!H275,'Fixture Descriptions'!A:A,0),8)","v":{"$error":"#N/A"}},{"$error":"#N/A"},null,{"$error":"#N/A"},1,null,null,null,{"$f":"IFERROR(IF(AND(INDEX(Inventory!CA:CA,MATCH('Inspection Form'!B275,Inventory!B:B,0))=\"Not Qualified\",INDEX(Inventory!L:L,MATCH('Inspection Form'!B275,Inventory!B:B,0))<>\"\",$Q$5<>\"Pre\"),0,BY275*BZ275), 0)","v":0},null,{"$error":"#DIV/0!"},{"$error":"#DIV/0!"},272]
[null,272,null,null,null,null,null,null,null,null,null,null,null,null,null,null,null,null,null,null,null,null,null,null,null,null,null,null,null,null,null,null,null,null,null,null,null,null,null,null,null,null,null,null,null,null,null,null,null,null,null,null,null,null,null,null,null,null,null,null,null,null,null,null,null,null,null,null,null,null,null,null,null,{"$f":"INDEX('Fixture Descriptions'!A:K,MATCH('Inspection Form'!H276,'Fixture Descriptions'!A:A,0),8)","v":{"$error":"#N/A"}},{"$error":"#N/A"},null,{"$error":"#N/A"},1,null,null,null,{"$f":"IFERROR(IF(AND(INDEX(Inventory!CA:CA,MATCH('Inspection Form'!B276,Inventory!B:B,0))=\"Not Qualified\",INDEX(Inventory!L:L,MATCH('Inspection Form'!B276,Inventory!B:B,0))<>\"\",$Q$5<>\"Pre\"),0,BY276*BZ276), 0)","v":0},null,{"$error":"#DIV/0!"},{"$error":"#DIV/0!"},273]
[null,273,null,null,null,null,null,null,null,null,null,null,null,null,null,null,null,null,null,null,null,null,null,null,null,null,null,null,null,null,null,null,null,null,null,null,null,null,null,null,null,null,null,null,null,null,null,null,null,null,null,null,null,null,null,null,null,null,null,null,null,null,null,null,null,null,null,null,null,null,null,null,null,{"$f":"INDEX('Fixture Descriptions'!A:K,MATCH('Inspection Form'!H277,'Fixture Descriptions'!A:A,0),8)","v":{"$error":"#N/A"}},{"$error":"#N/A"},null,{"$error":"#N/A"},1,null,null,null,{"$f":"IFERROR(IF(AND(INDEX(Inventory!CA:CA,MATCH('Inspection Form'!B277,Inventory!B:B,0))=\"Not Qualified\",INDEX(Inventory!L:L,MATCH('Inspection Form'!B277,Inventory!B:B,0))<>\"\",$Q$5<>\"Pre\"),0,BY277*BZ277), 0)","v":0},null,{"$error":"#DIV/0!"},{"$error":"#DIV/0!"},274]
[null,274,null,null,null,null,null,null,null,null,null,null,null,null,null,null,null,null,null,null,null,null,null,null,null,null,null,null,null,null,null,null,null,null,null,null,null,null,null,null,null,null,null,null,null,null,null,null,null,null,null,null,null,null,null,null,null,null,null,null,null,null,null,null,null,null,null,null,null,null,null,null,null,{"$f":"INDEX('Fixture Descriptions'!A:K,MATCH('Inspection Form'!H278,'Fixture Descriptions'!A:A,0),8)","v":{"$error":"#N/A"}},{"$error":"#N/A"},null,{"$error":"#N/A"},1,null,null,null,{"$f":"IFERROR(IF(AND(INDEX(Inventory!CA:CA,MATCH('Inspection Form'!B278,Inventory!B:B,0))=\"Not Qualified\",INDEX(Inventory!L:L,MATCH('Inspection Form'!B278,Inventory!B:B,0))<>\"\",$Q$5<>\"Pre\"),0,BY278*BZ278), 0)","v":0},null,{"$error":"#DIV/0!"},{"$error":"#DIV/0!"},275]
[null,275,null,null,null,null,null,null,null,null,null,null,null,null,null,null,null,null,null,null,null,null,null,null,null,null,null,null,null,null,null,null,null,null,null,null,null,null,null,null,null,null,null,null,null,null,null,null,null,null,null,null,null,null,null,null,null,null,null,null,null,null,null,null,null,null,null,null,null,null,null,null,null,{"$f":"INDEX('Fixture Descriptions'!A:K,MATCH('Inspection Form'!H279,'Fixture Descriptions'!A:A,0),8)","v":{"$error":"#N/A"}},{"$error":"#N/A"},null,{"$error":"#N/A"},1,null,null,null,{"$f":"IFERROR(IF(AND(INDEX(Inventory!CA:CA,MATCH('Inspection Form'!B279,Inventory!B:B,0))=\"Not Qualified\",INDEX(Inventory!L:L,MATCH('Inspection Form'!B279,Inventory!B:B,0))<>\"\",$Q$5<>\"Pre\"),0,BY279*BZ279), 0)","v":0},null,{"$error":"#DIV/0!"},{"$error":"#DIV/0!"},276]
[null,276,null,null,null,null,null,null,null,null,null,null,null,null,null,null,null,null,null,null,null,null,null,null,null,null,null,null,null,null,null,null,null,null,null,null,null,null,null,null,null,null,null,null,null,null,null,null,null,null,null,null,null,null,null,null,null,null,null,null,null,null,null,null,null,null,null,null,null,null,null,null,null,{"$f":"INDEX('Fixture Descriptions'!A:K,MATCH('Inspection Form'!H280,'Fixture Descriptions'!A:A,0),8)","v":{"$error":"#N/A"}},{"$error":"#N/A"},null,{"$error":"#N/A"},1,null,null,null,{"$f":"IFERROR(IF(AND(INDEX(Inventory!CA:CA,MATCH('Inspection Form'!B280,Inventory!B:B,0))=\"Not Qualified\",INDEX(Inventory!L:L,MATCH('Inspection Form'!B280,Inventory!B:B,0))<>\"\",$Q$5<>\"Pre\"),0,BY280*BZ280), 0)","v":0},null,{"$error":"#DIV/0!"},{"$error":"#DIV/0!"},277]
[null,277,null,null,null,null,null,null,null,null,null,null,null,null,null,null,null,null,null,null,null,null,null,null,null,null,null,null,null,null,null,null,null,null,null,null,null,null,null,null,null,null,null,null,null,null,null,null,null,null,null,null,null,null,null,null,null,null,null,null,null,null,null,null,null,null,null,null,null,null,null,null,null,{"$f":"INDEX('Fixture Descriptions'!A:K,MATCH('Inspection Form'!H281,'Fixture Descriptions'!A:A,0),8)","v":{"$error":"#N/A"}},{"$error":"#N/A"},null,{"$error":"#N/A"},1,null,null,null,{"$f":"IFERROR(IF(AND(INDEX(Inventory!CA:CA,MATCH('Inspection Form'!B281,Inventory!B:B,0))=\"Not Qualified\",INDEX(Inventory!L:L,MATCH('Inspection Form'!B281,Inventory!B:B,0))<>\"\",$Q$5<>\"Pre\"),0,BY281*BZ281), 0)","v":0},null,{"$error":"#DIV/0!"},{"$error":"#DIV/0!"},278]
[null,278,null,null,null,null,null,null,null,null,null,null,null,null,null,null,null,null,null,null,null,null,null,null,null,null,null,null,null,null,null,null,null,null,null,null,null,null,null,null,null,null,null,null,null,null,null,null,null,null,null,null,null,null,null,null,null,null,null,null,null,null,null,null,null,null,null,null,null,null,null,null,null,{"$f":"INDEX('Fixture Descriptions'!A:K,MATCH('Inspection Form'!H282,'Fixture Descriptions'!A:A,0),8)","v":{"$error":"#N/A"}},{"$error":"#N/A"},null,{"$error":"#N/A"},1,null,null,null,{"$f":"IFERROR(IF(AND(INDEX(Inventory!CA:CA,MATCH('Inspection Form'!B282,Inventory!B:B,0))=\"Not Qualified\",INDEX(Inventory!L:L,MATCH('Inspection Form'!B282,Inventory!B:B,0))<>\"\",$Q$5<>\"Pre\"),0,BY282*BZ282), 0)","v":0},null,{"$error":"#DIV/0!"},{"$error":"#DIV/0!"},279]
[null,279,null,null,null,null,null,null,null,null,null,null,null,null,null,null,null,null,null,null,null,null,null,null,null,null,null,null,null,null,null,null,null,null,null,null,null,null,null,null,null,null,null,null,null,null,null,null,null,null,null,null,null,null,null,null,null,null,null,null,null,null,null,null,null,null,null,null,null,null,null,null,null,{"$f":"INDEX('Fixture Descriptions'!A:K,MATCH('Inspection Form'!H283,'Fixture Descriptions'!A:A,0),8)","v":{"$error":"#N/A"}},{"$error":"#N/A"},null,{"$error":"#N/A"},1,null,null,null,{"$f":"IFERROR(IF(AND(INDEX(Inventory!CA:CA,MATCH('Inspection Form'!B283,Inventory!B:B,0))=\"Not Qualified\",INDEX(Inventory!L:L,MATCH('Inspection Form'!B283,Inventory!B:B,0))<>\"\",$Q$5<>\"Pre\"),0,BY283*BZ283), 0)","v":0},null,{"$error":"#DIV/0!"},{"$error":"#DIV/0!"},280]
[null,280,null,null,null,null,null,null,null,null,null,null,null,null,null,null,null,null,null,null,null,null,null,null,null,null,null,null,null,null,null,null,null,null,null,null,null,null,null,null,null,null,null,null,null,null,null,null,null,null,null,null,null,null,null,null,null,null,null,null,null,null,null,null,null,null,null,null,null,null,null,null,null,{"$f":"INDEX('Fixture Descriptions'!A:K,MATCH('Inspection Form'!H284,'Fixture Descriptions'!A:A,0),8)","v":{"$error":"#N/A"}},{"$error":"#N/A"},null,{"$error":"#N/A"},1,null,null,null,{"$f":"IFERROR(IF(AND(INDEX(Inventory!CA:CA,MATCH('Inspection Form'!B284,Inventory!B:B,0))=\"Not Qualified\",INDEX(Inventory!L:L,MATCH('Inspection Form'!B284,Inventory!B:B,0))<>\"\",$Q$5<>\"Pre\"),0,BY284*BZ284), 0)","v":0},null,{"$error":"#DIV/0!"},{"$error":"#DIV/0!"},281]
[null,281,null,null,null,null,null,null,null,null,null,null,null,null,null,null,null,null,null,null,null,null,null,null,null,null,null,null,null,null,null,null,null,null,null,null,null,null,null,null,null,null,null,null,null,null,null,null,null,null,null,null,null,null,null,null,null,null,null,null,null,null,null,null,null,null,null,null,null,null,null,null,null,{"$f":"INDEX('Fixture Descriptions'!A:K,MATCH('Inspection Form'!H285,'Fixture Descriptions'!A:A,0),8)","v":{"$error":"#N/A"}},{"$error":"#N/A"},null,{"$error":"#N/A"},1,null,null,null,{"$f":"IFERROR(IF(AND(INDEX(Inventory!CA:CA,MATCH('Inspection Form'!B285,Inventory!B:B,0))=\"Not Qualified\",INDEX(Inventory!L:L,MATCH('Inspection Form'!B285,Inventory!B:B,0))<>\"\",$Q$5<>\"Pre\"),0,BY285*BZ285), 0)","v":0},null,{"$error":"#DIV/0!"},{"$error":"#DIV/0!"},282]
[null,282,null,null,null,null,null,null,null,null,null,null,null,null,null,null,null,null,null,null,null,null,null,null,null,null,null,null,null,null,null,null,null,null,null,null,null,null,null,null,null,null,null,null,null,null,null,null,null,null,null,null,null,null,null,null,null,null,null,null,null,null,null,null,null,null,null,null,null,null,null,null,null,{"$f":"INDEX('Fixture Descriptions'!A:K,MATCH('Inspection Form'!H286,'Fixture Descriptions'!A:A,0),8)","v":{"$error":"#N/A"}},{"$error":"#N/A"},null,{"$error":"#N/A"},1,null,null,null,{"$f":"IFERROR(IF(AND(INDEX(Inventory!CA:CA,MATCH('Inspection Form'!B286,Inventory!B:B,0))=\"Not Qualified\",INDEX(Inventory!L:L,MATCH('Inspection Form'!B286,Inventory!B:B,0))<>\"\",$Q$5<>\"Pre\"),0,BY286*BZ286), 0)","v":0},null,{"$error":"#DIV/0!"},{"$error":"#DIV/0!"},283]
[null,283,null,null,null,null,null,null,null,null,null,null,null,null,null,null,null,null,null,null,null,null,null,null,null,null,null,null,null,null,null,null,null,null,null,null,null,null,null,null,null,null,null,null,null,null,null,null,null,null,null,null,null,null,null,null,null,null,null,null,null,null,null,null,null,null,null,null,null,null,null,null,null,{"$f":"INDEX('Fixture Descriptions'!A:K,MATCH('Inspection Form'!H287,'Fixture Descriptions'!A:A,0),8)","v":{"$error":"#N/A"}},{"$error":"#N/A"},null,{"$error":"#N/A"},1,null,null,null,{"$f":"IFERROR(IF(AND(INDEX(Inventory!CA:CA,MATCH('Inspection Form'!B287,Inventory!B:B,0))=\"Not Qualified\",INDEX(Inventory!L:L,MATCH('Inspection Form'!B287,Inventory!B:B,0))<>\"\",$Q$5<>\"Pre\"),0,BY287*BZ287), 0)","v":0},null,{"$error":"#DIV/0!"},{"$error":"#DIV/0!"},284]
[null,284,null,null,null,null,null,null,null,null,null,null,null,null,null,null,null,null,null,null,null,null,null,null,null,null,null,null,null,null,null,null,null,null,null,null,null,null,null,null,null,null,null,null,null,null,null,null,null,null,null,null,null,null,null,null,null,null,null,null,null,null,null,null,null,null,null,null,null,null,null,null,null,{"$f":"INDEX('Fixture Descriptions'!A:K,MATCH('Inspection Form'!H288,'Fixture Descriptions'!A:A,0),8)","v":{"$error":"#N/A"}},{"$error":"#N/A"},null,{"$error":"#N/A"},1,null,null,null,{"$f":"IFERROR(IF(AND(INDEX(Inventory!CA:CA,MATCH('Inspection Form'!B288,Inventory!B:B,0))=\"Not Qualified\",INDEX(Inventory!L:L,MATCH('Inspection Form'!B288,Inventory!B:B,0))<>\"\",$Q$5<>\"Pre\"),0,BY288*BZ288), 0)","v":0},null,{"$error":"#DIV/0!"},{"$error":"#DIV/0!"},285]
[null,285,null,null,null,null,null,null,null,null,null,null,null,null,null,null,null,null,null,null,null,null,null,null,null,null,null,null,null,null,null,null,null,null,null,null,null,null,null,null,null,null,null,null,null,null,null,null,null,null,null,null,null,null,null,null,null,null,null,null,null,null,null,null,null,null,null,null,null,null,null,null,null,{"$f":"INDEX('Fixture Descriptions'!A:K,MATCH('Inspection Form'!H289,'Fixture Descriptions'!A:A,0),8)","v":{"$error":"#N/A"}},{"$error":"#N/A"},null,{"$error":"#N/A"},1,null,null,null,{"$f":"IFERROR(IF(AND(INDEX(Inventory!CA:CA,MATCH('Inspection Form'!B289,Inventory!B:B,0))=\"Not Qualified\",INDEX(Inventory!L:L,MATCH('Inspection Form'!B289,Inventory!B:B,0))<>\"\",$Q$5<>\"Pre\"),0,BY289*BZ289), 0)","v":0},null,{"$error":"#DIV/0!"},{"$error":"#DIV/0!"},286]
[null,286,null,null,null,null,null,null,null,null,null,null,null,null,null,null,null,null,null,null,null,null,null,null,null,null,null,null,null,null,null,null,null,null,null,null,null,null,null,null,null,null,null,null,null,null,null,null,null,null,null,null,null,null,null,null,null,null,null,null,null,null,null,null,null,null,null,null,null,null,null,null,null,{"$f":"INDEX('Fixture Descriptions'!A:K,MATCH('Inspection Form'!H290,'Fixture Descriptions'!A:A,0),8)","v":{"$error":"#N/A"}},{"$error":"#N/A"},null,{"$error":"#N/A"},1,null,null,null,{"$f":"IFERROR(IF(AND(INDEX(Inventory!CA:CA,MATCH('Inspection Form'!B290,Inventory!B:B,0))=\"Not Qualified\",INDEX(Inventory!L:L,MATCH('Inspection Form'!B290,Inventory!B:B,0))<>\"\",$Q$5<>\"Pre\"),0,BY290*BZ290), 0)","v":0},null,{"$error":"#DIV/0!"},{"$error":"#DIV/0!"},287]
[null,287,null,null,null,null,null,null,null,null,null,null,null,null,null,null,null,null,null,null,null,null,null,null,null,null,null,null,null,null,null,null,null,null,null,null,null,null,null,null,null,null,null,null,null,null,null,null,null,null,null,null,null,null,null,null,null,null,null,null,null,null,null,null,null,null,null,null,null,null,null,null,null,{"$f":"INDEX('Fixture Descriptions'!A:K,MATCH('Inspection Form'!H291,'Fixture Descriptions'!A:A,0),8)","v":{"$error":"#N/A"}},{"$error":"#N/A"},null,{"$error":"#N/A"},1,null,null,null,{"$f":"IFERROR(IF(AND(INDEX(Inventory!CA:CA,MATCH('Inspection Form'!B291,Inventory!B:B,0))=\"Not Qualified\",INDEX(Inventory!L:L,MATCH('Inspection Form'!B291,Inventory!B:B,0))<>\"\",$Q$5<>\"Pre\"),0,BY291*BZ291), 0)","v":0},null,{"$error":"#DIV/0!"},{"$error":"#DIV/0!"},288]
[null,288,null,null,null,null,null,null,null,null,null,null,null,null,null,null,null,null,null,null,null,null,null,null,null,null,null,null,null,null,null,null,null,null,null,null,null,null,null,null,null,null,null,null,null,null,null,null,null,null,null,null,null,null,null,null,null,null,null,null,null,null,null,null,null,null,null,null,null,null,null,null,null,{"$f":"INDEX('Fixture Descriptions'!A:K,MATCH('Inspection Form'!H292,'Fixture Descriptions'!A:A,0),8)","v":{"$error":"#N/A"}},{"$error":"#N/A"},null,{"$error":"#N/A"},1,null,null,null,{"$f":"IFERROR(IF(AND(INDEX(Inventory!CA:CA,MATCH('Inspection Form'!B292,Inventory!B:B,0))=\"Not Qualified\",INDEX(Inventory!L:L,MATCH('Inspection Form'!B292,Inventory!B:B,0))<>\"\",$Q$5<>\"Pre\"),0,BY292*BZ292), 0)","v":0},null,{"$error":"#DIV/0!"},{"$error":"#DIV/0!"},289]
[null,289,null,null,null,null,null,null,null,null,null,null,null,null,null,null,null,null,null,null,null,null,null,null,null,null,null,null,null,null,null,null,null,null,null,null,null,null,null,null,null,null,null,null,null,null,null,null,null,null,null,null,null,null,null,null,null,null,null,null,null,null,null,null,null,null,null,null,null,null,null,null,null,{"$f":"INDEX('Fixture Descriptions'!A:K,MATCH('Inspection Form'!H293,'Fixture Descriptions'!A:A,0),8)","v":{"$error":"#N/A"}},{"$error":"#N/A"},null,{"$error":"#N/A"},1,null,null,null,{"$f":"IFERROR(IF(AND(INDEX(Inventory!CA:CA,MATCH('Inspection Form'!B293,Inventory!B:B,0))=\"Not Qualified\",INDEX(Inventory!L:L,MATCH('Inspection Form'!B293,Inventory!B:B,0))<>\"\",$Q$5<>\"Pre\"),0,BY293*BZ293), 0)","v":0},null,{"$error":"#DIV/0!"},{"$error":"#DIV/0!"},290]
[null,290,null,null,null,null,null,null,null,null,null,null,null,null,null,null,null,null,null,null,null,null,null,null,null,null,null,null,null,null,null,null,null,null,null,null,null,null,null,null,null,null,null,null,null,null,null,null,null,null,null,null,null,null,null,null,null,null,null,null,null,null,null,null,null,null,null,null,null,null,null,null,null,{"$f":"INDEX('Fixture Descriptions'!A:K,MATCH('Inspection Form'!H294,'Fixture Descriptions'!A:A,0),8)","v":{"$error":"#N/A"}},{"$error":"#N/A"},null,{"$error":"#N/A"},1,null,null,null,{"$f":"IFERROR(IF(AND(INDEX(Inventory!CA:CA,MATCH('Inspection Form'!B294,Inventory!B:B,0))=\"Not Qualified\",INDEX(Inventory!L:L,MATCH('Inspection Form'!B294,Inventory!B:B,0))<>\"\",$Q$5<>\"Pre\"),0,BY294*BZ294), 0)","v":0},null,{"$error":"#DIV/0!"},{"$error":"#DIV/0!"},291]
[null,291,null,null,null,null,null,null,null,null,null,null,null,null,null,null,null,null,null,null,null,null,null,null,null,null,null,null,null,null,null,null,null,null,null,null,null,null,null,null,null,null,null,null,null,null,null,null,null,null,null,null,null,null,null,null,null,null,null,null,null,null,null,null,null,null,null,null,null,null,null,null,null,{"$f":"INDEX('Fixture Descriptions'!A:K,MATCH('Inspection Form'!H295,'Fixture Descriptions'!A:A,0),8)","v":{"$error":"#N/A"}},{"$error":"#N/A"},null,{"$error":"#N/A"},1,null,null,null,{"$f":"IFERROR(IF(AND(INDEX(Inventory!CA:CA,MATCH('Inspection Form'!B295,Inventory!B:B,0))=\"Not Qualified\",INDEX(Inventory!L:L,MATCH('Inspection Form'!B295,Inventory!B:B,0))<>\"\",$Q$5<>\"Pre\"),0,BY295*BZ295), 0)","v":0},null,{"$error":"#DIV/0!"},{"$error":"#DIV/0!"},292]
[null,292,null,null,null,null,null,null,null,null,null,null,null,null,null,null,null,null,null,null,null,null,null,null,null,null,null,null,null,null,null,null,null,null,null,null,null,null,null,null,null,null,null,null,null,null,null,null,null,null,null,null,null,null,null,null,null,null,null,null,null,null,null,null,null,null,null,null,null,null,null,null,null,{"$f":"INDEX('Fixture Descriptions'!A:K,MATCH('Inspection Form'!H296,'Fixture Descriptions'!A:A,0),8)","v":{"$error":"#N/A"}},{"$error":"#N/A"},null,{"$error":"#N/A"},1,null,null,null,{"$f":"IFERROR(IF(AND(INDEX(Inventory!CA:CA,MATCH('Inspection Form'!B296,Inventory!B:B,0))=\"Not Qualified\",INDEX(Inventory!L:L,MATCH('Inspection Form'!B296,Inventory!B:B,0))<>\"\",$Q$5<>\"Pre\"),0,BY296*BZ296), 0)","v":0},null,{"$error":"#DIV/0!"},{"$error":"#DIV/0!"},293]
[null,293,null,null,null,null,null,null,null,null,null,null,null,null,null,null,null,null,null,null,null,null,null,null,null,null,null,null,null,null,null,null,null,null,null,null,null,null,null,null,null,null,null,null,null,null,null,null,null,null,null,null,null,null,null,null,null,null,null,null,null,null,null,null,null,null,null,null,null,null,null,null,null,{"$f":"INDEX('Fixture Descriptions'!A:K,MATCH('Inspection Form'!H297,'Fixture Descriptions'!A:A,0),8)","v":{"$error":"#N/A"}},{"$error":"#N/A"},null,{"$error":"#N/A"},1,null,null,null,{"$f":"IFERROR(IF(AND(INDEX(Inventory!CA:CA,MATCH('Inspection Form'!B297,Inventory!B:B,0))=\"Not Qualified\",INDEX(Inventory!L:L,MATCH('Inspection Form'!B297,Inventory!B:B,0))<>\"\",$Q$5<>\"Pre\"),0,BY297*BZ297), 0)","v":0},null,{"$error":"#DIV/0!"},{"$error":"#DIV/0!"},294]
[null,294,null,null,null,null,null,null,null,null,null,null,null,null,null,null,null,null,null,null,null,null,null,null,null,null,null,null,null,null,null,null,null,null,null,null,null,null,null,null,null,null,null,null,null,null,null,null,null,null,null,null,null,null,null,null,null,null,null,null,null,null,null,null,null,null,null,null,null,null,null,null,null,{"$f":"INDEX('Fixture Descriptions'!A:K,MATCH('Inspection Form'!H298,'Fixture Descriptions'!A:A,0),8)","v":{"$error":"#N/A"}},{"$error":"#N/A"},null,{"$error":"#N/A"},1,null,null,null,{"$f":"IFERROR(IF(AND(INDEX(Inventory!CA:CA,MATCH('Inspection Form'!B298,Inventory!B:B,0))=\"Not Qualified\",INDEX(Inventory!L:L,MATCH('Inspection Form'!B298,Inventory!B:B,0))<>\"\",$Q$5<>\"Pre\"),0,BY298*BZ298), 0)","v":0},null,{"$error":"#DIV/0!"},{"$error":"#DIV/0!"},295]
[null,295,null,null,null,null,null,null,null,null,null,null,null,null,null,null,null,null,null,null,null,null,null,null,null,null,null,null,null,null,null,null,null,null,null,null,null,null,null,null,null,null,null,null,null,null,null,null,null,null,null,null,null,null,null,null,null,null,null,null,null,null,null,null,null,null,null,null,null,null,null,null,null,{"$f":"INDEX('Fixture Descriptions'!A:K,MATCH('Inspection Form'!H299,'Fixture Descriptions'!A:A,0),8)","v":{"$error":"#N/A"}},{"$error":"#N/A"},null,{"$error":"#N/A"},1,null,null,null,{"$f":"IFERROR(IF(AND(INDEX(Inventory!CA:CA,MATCH('Inspection Form'!B299,Inventory!B:B,0))=\"Not Qualified\",INDEX(Inventory!L:L,MATCH('Inspection Form'!B299,Inventory!B:B,0))<>\"\",$Q$5<>\"Pre\"),0,BY299*BZ299), 0)","v":0},null,{"$error":"#DIV/0!"},{"$error":"#DIV/0!"},296]
[null,296,null,null,null,null,null,null,null,null,null,null,null,null,null,null,null,null,null,null,null,null,null,null,null,null,null,null,null,null,null,null,null,null,null,null,null,null,null,null,null,null,null,null,null,null,null,null,null,null,null,null,null,null,null,null,null,null,null,null,null,null,null,null,null,null,null,null,null,null,null,null,null,{"$f":"INDEX('Fixture Descriptions'!A:K,MATCH('Inspection Form'!H300,'Fixture Descriptions'!A:A,0),8)","v":{"$error":"#N/A"}},{"$error":"#N/A"},null,{"$error":"#N/A"},1,null,null,null,{"$f":"IFERROR(IF(AND(INDEX(Inventory!CA:CA,MATCH('Inspection Form'!B300,Inventory!B:B,0))=\"Not Qualified\",INDEX(Inventory!L:L,MATCH('Inspection Form'!B300,Inventory!B:B,0))<>\"\",$Q$5<>\"Pre\"),0,BY300*BZ300), 0)","v":0},null,{"$error":"#DIV/0!"},{"$error":"#DIV/0!"},297]
[null,297,null,null,null,null,null,null,null,null,null,null,null,null,null,null,null,null,null,null,null,null,null,null,null,null,null,null,null,null,null,null,null,null,null,null,null,null,null,null,null,null,null,null,null,null,null,null,null,null,null,null,null,null,null,null,null,null,null,null,null,null,null,null,null,null,null,null,null,null,null,null,null,{"$f":"INDEX('Fixture Descriptions'!A:K,MATCH('Inspection Form'!H301,'Fixture Descriptions'!A:A,0),8)","v":{"$error":"#N/A"}},{"$error":"#N/A"},null,{"$error":"#N/A"},1,null,null,null,{"$f":"IFERROR(IF(AND(INDEX(Inventory!CA:CA,MATCH('Inspection Form'!B301,Inventory!B:B,0))=\"Not Qualified\",INDEX(Inventory!L:L,MATCH('Inspection Form'!B301,Inventory!B:B,0))<>\"\",$Q$5<>\"Pre\"),0,BY301*BZ301), 0)","v":0},null,{"$error":"#DIV/0!"},{"$error":"#DIV/0!"},298]
[null,298,null,null,null,null,null,null,null,null,null,null,null,null,null,null,null,null,null,null,null,null,null,null,null,null,null,null,null,null,null,null,null,null,null,null,null,null,null,null,null,null,null,null,null,null,null,null,null,null,null,null,null,null,null,null,null,null,null,null,null,null,null,null,null,null,null,null,null,null,null,null,null,{"$f":"INDEX('Fixture Descriptions'!A:K,MATCH('Inspection Form'!H302,'Fixture Descriptions'!A:A,0),8)","v":{"$error":"#N/A"}},{"$error":"#N/A"},null,{"$error":"#N/A"},1,null,null,null,{"$f":"IFERROR(IF(AND(INDEX(Inventory!CA:CA,MATCH('Inspection Form'!B302,Inventory!B:B,0))=\"Not Qualified\",INDEX(Inventory!L:L,MATCH('Inspection Form'!B302,Inventory!B:B,0))<>\"\",$Q$5<>\"Pre\"),0,BY302*BZ302), 0)","v":0},null,{"$error":"#DIV/0!"},{"$error":"#DIV/0!"},299]
[null,299,null,null,null,null,null,null,null,null,null,null,null,null,null,null,null,null,null,null,null,null,null,null,null,null,null,null,null,null,null,null,null,null,null,null,null,null,null,null,null,null,null,null,null,null,null,null,null,null,null,null,null,null,null,null,null,null,null,null,null,null,null,null,null,null,null,null,null,null,null,null,null,{"$f":"INDEX('Fixture Descriptions'!A:K,MATCH('Inspection Form'!H303,'Fixture Descriptions'!A:A,0),8)","v":{"$error":"#N/A"}},{"$error":"#N/A"},null,{"$error":"#N/A"},1,null,null,null,{"$f":"IFERROR(IF(AND(INDEX(Inventory!CA:CA,MATCH('Inspection Form'!B303,Inventory!B:B,0))=\"Not Qualified\",INDEX(Inventory!L:L,MATCH('Inspection Form'!B303,Inventory!B:B,0))<>\"\",$Q$5<>\"Pre\"),0,BY303*BZ303), 0)","v":0},null,{"$error":"#DIV/0!"},{"$error":"#DIV/0!"},300]
[null,300,null,null,null,null,null,null,null,null,null,null,null,null,null,null,null,null,null,null,null,null,null,null,null,null,null,null,null,null,null,null,null,null,null,null,null,null,null,null,null,null,null,null,null,null,null,null,null,null,null,null,null,null,null,null,null,null,null,null,null,null,null,null,null,null,null,null,null,null,null,null,null,{"$f":"INDEX('Fixture Descriptions'!A:K,MATCH('Inspection Form'!H304,'Fixture Descriptions'!A:A,0),8)","v":{"$error":"#N/A"}},{"$error":"#N/A"},null,{"$error":"#N/A"},1,null,null,null,{"$f":"IFERROR(IF(AND(INDEX(Inventory!CA:CA,MATCH('Inspection Form'!B304,Inventory!B:B,0))=\"Not Qualified\",INDEX(Inventory!L:L,MATCH('Inspection Form'!B304,Inventory!B:B,0))<>\"\",$Q$5<>\"Pre\"),0,BY304*BZ304), 0)","v":0},null,{"$error":"#DIV/0!"},{"$error":"#DIV/0!"},301]
[null,301,null,null,null,null,null,null,null,null,null,null,null,null,null,null,null,null,null,null,null,null,null,null,null,null,null,null,null,null,null,null,null,null,null,null,null,null,null,null,null,null,null,null,null,null,null,null,null,null,null,null,null,null,null,null,null,null,null,null,null,null,null,null,null,null,null,null,null,null,null,null,null,{"$f":"INDEX('Fixture Descriptions'!A:K,MATCH('Inspection Form'!H305,'Fixture Descriptions'!A:A,0),8)","v":{"$error":"#N/A"}},{"$error":"#N/A"},null,{"$error":"#N/A"},1,null,null,null,{"$f":"IFERROR(IF(AND(INDEX(Inventory!CA:CA,MATCH('Inspection Form'!B305,Inventory!B:B,0))=\"Not Qualified\",INDEX(Inventory!L:L,MATCH('Inspection Form'!B305,Inventory!B:B,0))<>\"\",$Q$5<>\"Pre\"),0,BY305*BZ305), 0)","v":0},null,{"$error":"#DIV/0!"},{"$error":"#DIV/0!"},302]
[null,302,null,null,null,null,null,null,null,null,null,null,null,null,null,null,null,null,null,null,null,null,null,null,null,null,null,null,null,null,null,null,null,null,null,null,null,null,null,null,null,null,null,null,null,null,null,null,null,null,null,null,null,null,null,null,null,null,null,null,null,null,null,null,null,null,null,null,null,null,null,null,null,{"$f":"INDEX('Fixture Descriptions'!A:K,MATCH('Inspection Form'!H306,'Fixture Descriptions'!A:A,0),8)","v":{"$error":"#N/A"}},{"$error":"#N/A"},null,{"$error":"#N/A"},1,null,null,null,{"$f":"IFERROR(IF(AND(INDEX(Inventory!CA:CA,MATCH('Inspection Form'!B306,Inventory!B:B,0))=\"Not Qualified\",INDEX(Inventory!L:L,MATCH('Inspection Form'!B306,Inventory!B:B,0))<>\"\",$Q$5<>\"Pre\"),0,BY306*BZ306), 0)","v":0},null,{"$error":"#DIV/0!"},{"$error":"#DIV/0!"},303]
[null,303,null,null,null,null,null,null,null,null,null,null,null,null,null,null,null,null,null,null,null,null,null,null,null,null,null,null,null,null,null,null,null,null,null,null,null,null,null,null,null,null,null,null,null,null,null,null,null,null,null,null,null,null,null,null,null,null,null,null,null,null,null,null,null,null,null,null,null,null,null,null,null,{"$f":"INDEX('Fixture Descriptions'!A:K,MATCH('Inspection Form'!H307,'Fixture Descriptions'!A:A,0),8)","v":{"$error":"#N/A"}},{"$error":"#N/A"},null,{"$error":"#N/A"},1,null,null,null,{"$f":"IFERROR(IF(AND(INDEX(Inventory!CA:CA,MATCH('Inspection Form'!B307,Inventory!B:B,0))=\"Not Qualified\",INDEX(Inventory!L:L,MATCH('Inspection Form'!B307,Inventory!B:B,0))<>\"\",$Q$5<>\"Pre\"),0,BY307*BZ307), 0)","v":0},null,{"$error":"#DIV/0!"},{"$error":"#DIV/0!"},304]
[null,304,null,null,null,null,null,null,null,null,null,null,null,null,null,null,null,null,null,null,null,null,null,null,null,null,null,null,null,null,null,null,null,null,null,null,null,null,null,null,null,null,null,null,null,null,null,null,null,null,null,null,null,null,null,null,null,null,null,null,null,null,null,null,null,null,null,null,null,null,null,null,null,{"$f":"INDEX('Fixture Descriptions'!A:K,MATCH('Inspection Form'!H308,'Fixture Descriptions'!A:A,0),8)","v":{"$error":"#N/A"}},{"$error":"#N/A"},null,{"$error":"#N/A"},1,null,null,null,{"$f":"IFERROR(IF(AND(INDEX(Inventory!CA:CA,MATCH('Inspection Form'!B308,Inventory!B:B,0))=\"Not Qualified\",INDEX(Inventory!L:L,MATCH('Inspection Form'!B308,Inventory!B:B,0))<>\"\",$Q$5<>\"Pre\"),0,BY308*BZ308), 0)","v":0},null,{"$error":"#DIV/0!"},{"$error":"#DIV/0!"},305]
[null,305,null,null,null,null,null,null,null,null,null,null,null,null,null,null,null,null,null,null,null,null,null,null,null,null,null,null,null,null,null,null,null,null,null,null,null,null,null,null,null,null,null,null,null,null,null,null,null,null,null,null,null,null,null,null,null,null,null,null,null,null,null,null,null,null,null,null,null,null,null,null,null,{"$f":"INDEX('Fixture Descriptions'!A:K,MATCH('Inspection Form'!H309,'Fixture Descriptions'!A:A,0),8)","v":{"$error":"#N/A"}},{"$error":"#N/A"},null,{"$error":"#N/A"},1,null,null,null,{"$f":"IFERROR(IF(AND(INDEX(Inventory!CA:CA,MATCH('Inspection Form'!B309,Inventory!B:B,0))=\"Not Qualified\",INDEX(Inventory!L:L,MATCH('Inspection Form'!B309,Inventory!B:B,0))<>\"\",$Q$5<>\"Pre\"),0,BY309*BZ309), 0)","v":0},null,{"$error":"#DIV/0!"},{"$error":"#DIV/0!"},306]
[null,306,null,null,null,null,null,null,null,null,null,null,null,null,null,null,null,null,null,null,null,null,null,null,null,null,null,null,null,null,null,null,null,null,null,null,null,null,null,null,null,null,null,null,null,null,null,null,null,null,null,null,null,null,null,null,null,null,null,null,null,null,null,null,null,null,null,null,null,null,null,null,null,{"$f":"INDEX('Fixture Descriptions'!A:K,MATCH('Inspection Form'!H310,'Fixture Descriptions'!A:A,0),8)","v":{"$error":"#N/A"}},{"$error":"#N/A"},null,{"$error":"#N/A"},1,null,null,null,{"$f":"IFERROR(IF(AND(INDEX(Inventory!CA:CA,MATCH('Inspection Form'!B310,Inventory!B:B,0))=\"Not Qualified\",INDEX(Inventory!L:L,MATCH('Inspection Form'!B310,Inventory!B:B,0))<>\"\",$Q$5<>\"Pre\"),0,BY310*BZ310), 0)","v":0},null,{"$error":"#DIV/0!"},{"$error":"#DIV/0!"},307]
[null,307,null,null,null,null,null,null,null,null,null,null,null,null,null,null,null,null,null,null,null,null,null,null,null,null,null,null,null,null,null,null,null,null,null,null,null,null,null,null,null,null,null,null,null,null,null,null,null,null,null,null,null,null,null,null,null,null,null,null,null,null,null,null,null,null,null,null,null,null,null,null,null,{"$f":"INDEX('Fixture Descriptions'!A:K,MATCH('Inspection Form'!H311,'Fixture Descriptions'!A:A,0),8)","v":{"$error":"#N/A"}},{"$error":"#N/A"},null,{"$error":"#N/A"},1,null,null,null,{"$f":"IFERROR(IF(AND(INDEX(Inventory!CA:CA,MATCH('Inspection Form'!B311,Inventory!B:B,0))=\"Not Qualified\",INDEX(Inventory!L:L,MATCH('Inspection Form'!B311,Inventory!B:B,0))<>\"\",$Q$5<>\"Pre\"),0,BY311*BZ311), 0)","v":0},null,{"$error":"#DIV/0!"},{"$error":"#DIV/0!"},308]
[null,308,null,null,null,null,null,null,null,null,null,null,null,null,null,null,null,null,null,null,null,null,null,null,null,null,null,null,null,null,null,null,null,null,null,null,null,null,null,null,null,null,null,null,null,null,null,null,null,null,null,null,null,null,null,null,null,null,null,null,null,null,null,null,null,null,null,null,null,null,null,null,null,{"$f":"INDEX('Fixture Descriptions'!A:K,MATCH('Inspection Form'!H312,'Fixture Descriptions'!A:A,0),8)","v":{"$error":"#N/A"}},{"$error":"#N/A"},null,{"$error":"#N/A"},1,null,null,null,{"$f":"IFERROR(IF(AND(INDEX(Inventory!CA:CA,MATCH('Inspection Form'!B312,Inventory!B:B,0))=\"Not Qualified\",INDEX(Inventory!L:L,MATCH('Inspection Form'!B312,Inventory!B:B,0))<>\"\",$Q$5<>\"Pre\"),0,BY312*BZ312), 0)","v":0},null,{"$error":"#DIV/0!"},{"$error":"#DIV/0!"},309]
[null,309,null,null,null,null,null,null,null,null,null,null,null,null,null,null,null,null,null,null,null,null,null,null,null,null,null,null,null,null,null,null,null,null,null,null,null,null,null,null,null,null,null,null,null,null,null,null,null,null,null,null,null,null,null,null,null,null,null,null,null,null,null,null,null,null,null,null,null,null,null,null,null,{"$f":"INDEX('Fixture Descriptions'!A:K,MATCH('Inspection Form'!H313,'Fixture Descriptions'!A:A,0),8)","v":{"$error":"#N/A"}},{"$error":"#N/A"},null,{"$error":"#N/A"},1,null,null,null,{"$f":"IFERROR(IF(AND(INDEX(Inventory!CA:CA,MATCH('Inspection Form'!B313,Inventory!B:B,0))=\"Not Qualified\",INDEX(Inventory!L:L,MATCH('Inspection Form'!B313,Inventory!B:B,0))<>\"\",$Q$5<>\"Pre\"),0,BY313*BZ313), 0)","v":0},null,{"$error":"#DIV/0!"},{"$error":"#DIV/0!"},310]
[null,310,null,null,null,null,null,null,null,null,null,null,null,null,null,null,null,null,null,null,null,null,null,null,null,null,null,null,null,null,null,null,null,null,null,null,null,null,null,null,null,null,null,null,null,null,null,null,null,null,null,null,null,null,null,null,null,null,null,null,null,null,null,null,null,null,null,null,null,null,null,null,null,{"$f":"INDEX('Fixture Descriptions'!A:K,MATCH('Inspection Form'!H314,'Fixture Descriptions'!A:A,0),8)","v":{"$error":"#N/A"}},{"$error":"#N/A"},null,{"$error":"#N/A"},1,null,null,null,{"$f":"IFERROR(IF(AND(INDEX(Inventory!CA:CA,MATCH('Inspection Form'!B314,Inventory!B:B,0))=\"Not Qualified\",INDEX(Inventory!L:L,MATCH('Inspection Form'!B314,Inventory!B:B,0))<>\"\",$Q$5<>\"Pre\"),0,BY314*BZ314), 0)","v":0},null,{"$error":"#DIV/0!"},{"$error":"#DIV/0!"},311]
[null,311,null,null,null,null,null,null,null,null,null,null,null,null,null,null,null,null,null,null,null,null,null,null,null,null,null,null,null,null,null,null,null,null,null,null,null,null,null,null,null,null,null,null,null,null,null,null,null,null,null,null,null,null,null,null,null,null,null,null,null,null,null,null,null,null,null,null,null,null,null,null,null,{"$f":"INDEX('Fixture Descriptions'!A:K,MATCH('Inspection Form'!H315,'Fixture Descriptions'!A:A,0),8)","v":{"$error":"#N/A"}},{"$error":"#N/A"},null,{"$error":"#N/A"},1,null,null,null,{"$f":"IFERROR(IF(AND(INDEX(Inventory!CA:CA,MATCH('Inspection Form'!B315,Inventory!B:B,0))=\"Not Qualified\",INDEX(Inventory!L:L,MATCH('Inspection Form'!B315,Inventory!B:B,0))<>\"\",$Q$5<>\"Pre\"),0,BY315*BZ315), 0)","v":0},null,{"$error":"#DIV/0!"},{"$error":"#DIV/0!"},312]
[null,312,null,null,null,null,null,null,null,null,null,null,null,null,null,null,null,null,null,null,null,null,null,null,null,null,null,null,null,null,null,null,null,null,null,null,null,null,null,null,null,null,null,null,null,null,null,null,null,null,null,null,null,null,null,null,null,null,null,null,null,null,null,null,null,null,null,null,null,null,null,null,null,{"$f":"INDEX('Fixture Descriptions'!A:K,MATCH('Inspection Form'!H316,'Fixture Descriptions'!A:A,0),8)","v":{"$error":"#N/A"}},{"$error":"#N/A"},null,{"$error":"#N/A"},1,null,null,null,{"$f":"IFERROR(IF(AND(INDEX(Inventory!CA:CA,MATCH('Inspection Form'!B316,Inventory!B:B,0))=\"Not Qualified\",INDEX(Inventory!L:L,MATCH('Inspection Form'!B316,Inventory!B:B,0))<>\"\",$Q$5<>\"Pre\"),0,BY316*BZ316), 0)","v":0},null,{"$error":"#DIV/0!"},{"$error":"#DIV/0!"},313]
[null,313,null,null,null,null,null,null,null,null,null,null,null,null,null,null,null,null,null,null,null,null,null,null,null,null,null,null,null,null,null,null,null,null,null,null,null,null,null,null,null,null,null,null,null,null,null,null,null,null,null,null,null,null,null,null,null,null,null,null,null,null,null,null,null,null,null,null,null,null,null,null,null,{"$f":"INDEX('Fixture Descriptions'!A:K,MATCH('Inspection Form'!H317,'Fixture Descriptions'!A:A,0),8)","v":{"$error":"#N/A"}},{"$error":"#N/A"},null,{"$error":"#N/A"},1,null,null,null,{"$f":"IFERROR(IF(AND(INDEX(Inventory!CA:CA,MATCH('Inspection Form'!B317,Inventory!B:B,0))=\"Not Qualified\",INDEX(Inventory!L:L,MATCH('Inspection Form'!B317,Inventory!B:B,0))<>\"\",$Q$5<>\"Pre\"),0,BY317*BZ317), 0)","v":0},null,{"$error":"#DIV/0!"},{"$error":"#DIV/0!"},314]
[null,314,null,null,null,null,null,null,null,null,null,null,null,null,null,null,null,null,null,null,null,null,null,null,null,null,null,null,null,null,null,null,null,null,null,null,null,null,null,null,null,null,null,null,null,null,null,null,null,null,null,null,null,null,null,null,null,null,null,null,null,null,null,null,null,null,null,null,null,null,null,null,null,{"$f":"INDEX('Fixture Descriptions'!A:K,MATCH('Inspection Form'!H318,'Fixture Descriptions'!A:A,0),8)","v":{"$error":"#N/A"}},{"$error":"#N/A"},null,{"$error":"#N/A"},1,null,null,null,{"$f":"IFERROR(IF(AND(INDEX(Inventory!CA:CA,MATCH('Inspection Form'!B318,Inventory!B:B,0))=\"Not Qualified\",INDEX(Inventory!L:L,MATCH('Inspection Form'!B318,Inventory!B:B,0))<>\"\",$Q$5<>\"Pre\"),0,BY318*BZ318), 0)","v":0},null,{"$error":"#DIV/0!"},{"$error":"#DIV/0!"},315]
[null,315,null,null,null,null,null,null,null,null,null,null,null,null,null,null,null,null,null,null,null,null,null,null,null,null,null,null,null,null,null,null,null,null,null,null,null,null,null,null,null,null,null,null,null,null,null,null,null,null,null,null,null,null,null,null,null,null,null,null,null,null,null,null,null,null,null,null,null,null,null,null,null,{"$f":"INDEX('Fixture Descriptions'!A:K,MATCH('Inspection Form'!H319,'Fixture Descriptions'!A:A,0),8)","v":{"$error":"#N/A"}},{"$error":"#N/A"},null,{"$error":"#N/A"},1,null,null,null,{"$f":"IFERROR(IF(AND(INDEX(Inventory!CA:CA,MATCH('Inspection Form'!B319,Inventory!B:B,0))=\"Not Qualified\",INDEX(Inventory!L:L,MATCH('Inspection Form'!B319,Inventory!B:B,0))<>\"\",$Q$5<>\"Pre\"),0,BY319*BZ319), 0)","v":0},null,{"$error":"#DIV/0!"},{"$error":"#DIV/0!"},316]
[null,316,null,null,null,null,null,null,null,null,null,null,null,null,null,null,null,null,null,null,null,null,null,null,null,null,null,null,null,null,null,null,null,null,null,null,null,null,null,null,null,null,null,null,null,null,null,null,null,null,null,null,null,null,null,null,null,null,null,null,null,null,null,null,null,null,null,null,null,null,null,null,null,{"$f":"INDEX('Fixture Descriptions'!A:K,MATCH('Inspection Form'!H320,'Fixture Descriptions'!A:A,0),8)","v":{"$error":"#N/A"}},{"$error":"#N/A"},null,{"$error":"#N/A"},1,null,null,null,{"$f":"IFERROR(IF(AND(INDEX(Inventory!CA:CA,MATCH('Inspection Form'!B320,Inventory!B:B,0))=\"Not Qualified\",INDEX(Inventory!L:L,MATCH('Inspection Form'!B320,Inventory!B:B,0))<>\"\",$Q$5<>\"Pre\"),0,BY320*BZ320), 0)","v":0},null,{"$error":"#DIV/0!"},{"$error":"#DIV/0!"},317]
[null,317,null,null,null,null,null,null,null,null,null,null,null,null,null,null,null,null,null,null,null,null,null,null,null,null,null,null,null,null,null,null,null,null,null,null,null,null,null,null,null,null,null,null,null,null,null,null,null,null,null,null,null,null,null,null,null,null,null,null,null,null,null,null,null,null,null,null,null,null,null,null,null,{"$f":"INDEX('Fixture Descriptions'!A:K,MATCH('Inspection Form'!H321,'Fixture Descriptions'!A:A,0),8)","v":{"$error":"#N/A"}},{"$error":"#N/A"},null,{"$error":"#N/A"},1,null,null,null,{"$f":"IFERROR(IF(AND(INDEX(Inventory!CA:CA,MATCH('Inspection Form'!B321,Inventory!B:B,0))=\"Not Qualified\",INDEX(Inventory!L:L,MATCH('Inspection Form'!B321,Inventory!B:B,0))<>\"\",$Q$5<>\"Pre\"),0,BY321*BZ321), 0)","v":0},null,{"$error":"#DIV/0!"},{"$error":"#DIV/0!"},318]
[null,318,null,null,null,null,null,null,null,null,null,null,null,null,null,null,null,null,null,null,null,null,null,null,null,null,null,null,null,null,null,null,null,null,null,null,null,null,null,null,null,null,null,null,null,null,null,null,null,null,null,null,null,null,null,null,null,null,null,null,null,null,null,null,null,null,null,null,null,null,null,null,null,{"$f":"INDEX('Fixture Descriptions'!A:K,MATCH('Inspection Form'!H322,'Fixture Descriptions'!A:A,0),8)","v":{"$error":"#N/A"}},{"$error":"#N/A"},null,{"$error":"#N/A"},1,null,null,null,{"$f":"IFERROR(IF(AND(INDEX(Inventory!CA:CA,MATCH('Inspection Form'!B322,Inventory!B:B,0))=\"Not Qualified\",INDEX(Inventory!L:L,MATCH('Inspection Form'!B322,Inventory!B:B,0))<>\"\",$Q$5<>\"Pre\"),0,BY322*BZ322), 0)","v":0},null,{"$error":"#DIV/0!"},{"$error":"#DIV/0!"},319]
[null,319,null,null,null,null,null,null,null,null,null,null,null,null,null,null,null,null,null,null,null,null,null,null,null,null,null,null,null,null,null,null,null,null,null,null,null,null,null,null,null,null,null,null,null,null,null,null,null,null,null,null,null,null,null,null,null,null,null,null,null,null,null,null,null,null,null,null,null,null,null,null,null,{"$f":"INDEX('Fixture Descriptions'!A:K,MATCH('Inspection Form'!H323,'Fixture Descriptions'!A:A,0),8)","v":{"$error":"#N/A"}},{"$error":"#N/A"},null,{"$error":"#N/A"},1,null,null,null,{"$f":"IFERROR(IF(AND(INDEX(Inventory!CA:CA,MATCH('Inspection Form'!B323,Inventory!B:B,0))=\"Not Qualified\",INDEX(Inventory!L:L,MATCH('Inspection Form'!B323,Inventory!B:B,0))<>\"\",$Q$5<>\"Pre\"),0,BY323*BZ323), 0)","v":0},null,{"$error":"#DIV/0!"},{"$error":"#DIV/0!"},320]
[null,320,null,null,null,null,null,null,null,null,null,null,null,null,null,null,null,null,null,null,null,null,null,null,null,null,null,null,null,null,null,null,null,null,null,null,null,null,null,null,null,null,null,null,null,null,null,null,null,null,null,null,null,null,null,null,null,null,null,null,null,null,null,null,null,null,null,null,null,null,null,null,null,{"$f":"INDEX('Fixture Descriptions'!A:K,MATCH('Inspection Form'!H324,'Fixture Descriptions'!A:A,0),8)","v":{"$error":"#N/A"}},{"$error":"#N/A"},null,{"$error":"#N/A"},1,null,null,null,{"$f":"IFERROR(IF(AND(INDEX(Inventory!CA:CA,MATCH('Inspection Form'!B324,Inventory!B:B,0))=\"Not Qualified\",INDEX(Inventory!L:L,MATCH('Inspection Form'!B324,Inventory!B:B,0))<>\"\",$Q$5<>\"Pre\"),0,BY324*BZ324), 0)","v":0},null,{"$error":"#DIV/0!"},{"$error":"#DIV/0!"},321]
[null,321,null,null,null,null,null,null,null,null,null,null,null,null,null,null,null,null,null,null,null,null,null,null,null,null,null,null,null,null,null,null,null,null,null,null,null,null,null,null,null,null,null,null,null,null,null,null,null,null,null,null,null,null,null,null,null,null,null,null,null,null,null,null,null,null,null,null,null,null,null,null,null,{"$f":"INDEX('Fixture Descriptions'!A:K,MATCH('Inspection Form'!H325,'Fixture Descriptions'!A:A,0),8)","v":{"$error":"#N/A"}},{"$f":"BV325*I325","v":{"$error":"#N/A"}},null,{"$error":"#N/A"},1,null,null,null,{"$f":"IFERROR(IF(AND(INDEX(Inventory!CA:CA,MATCH('Inspection Form'!B325,Inventory!B:B,0))=\"Not Qualified\",INDEX(Inventory!L:L,MATCH('Inspection Form'!B325,Inventory!B:B,0))<>\"\",$Q$5<>\"Pre\"),0,BY325*BZ325), 0)","v":0},null,{"$error":"#DIV/0!"},{"$error":"#DIV/0!"},322]
[null,322,null,null,null,null,null,null,null,null,null,null,null,null,null,null,null,null,null,null,null,null,null,null,null,null,null,null,null,null,null,null,null,null,null,null,null,null,null,null,null,null,null,null,null,null,null,null,null,null,null,null,null,null,null,null,null,null,null,null,null,null,null,null,null,null,null,null,null,null,null,null,null,{"$f":"INDEX('Fixture Descriptions'!A:K,MATCH('Inspection Form'!H326,'Fixture Descriptions'!A:A,0),8)","v":{"$error":"#N/A"}},{"$error":"#N/A"},null,{"$f":"BW326","v":{"$error":"#N/A"}},{"$f":"IF($U$3=\"All\", 1, IF(AND(C326=$U$3, H326=$U$4), 1, 0))","v":1},null,null,null,{"$f":"IFERROR(IF(AND(INDEX(Inventory!CA:CA,MATCH('Inspection Form'!B326,Inventory!B:B,0))=\"Not Qualified\",INDEX(Inventory!L:L,MATCH('Inspection Form'!B326,Inventory!B:B,0))<>\"\",$Q$5<>\"Pre\"),0,BY326*BZ326), 0)","v":0},null,{"$f":"CD326/$CE$5","v":{"$error":"#DIV/0!"}},{"$f":"CF326+CG325","v":{"$error":"#DIV/0!"}},323]
[null,323,null,null,null,null,null,null,null,null,null,null,null,null,null,null,null,null,null,null,null,null,null,null,null,null,null,null,null,null,null,null,null,null,null,null,null,null,null,null,null,null,null,null,null,null,null,null,null,null,null,null,null,null,null,null,null,null,null,null,null,null,null,null,null,null,null,null,null,null,null,null,null,{"$f":"INDEX('Fixture Descriptions'!A:K,MATCH('Inspection Form'!H327,'Fixture Descriptions'!A:A,0),8)","v":{"$error":"#N/A"}},{"$error":"#N/A"},null,{"$error":"#N/A"},1,null,null,null,{"$f":"IFERROR(IF(AND(INDEX(Inventory!CA:CA,MATCH('Inspection Form'!B327,Inventory!B:B,0))=\"Not Qualified\",INDEX(Inventory!L:L,MATCH('Inspection Form'!B327,Inventory!B:B,0))<>\"\",$Q$5<>\"Pre\"),0,BY327*BZ327), 0)","v":0},null,{"$error":"#DIV/0!"},{"$error":"#DIV/0!"},324]
[null,324,null,null,null,null,null,null,null,null,null,null,null,null,null,null,null,null,null,null,null,null,null,null,null,null,null,null,null,null,null,null,null,null,null,null,null,null,null,null,null,null,null,null,null,null,null,null,null,null,null,null,null,null,null,null,null,null,null,null,null,null,null,null,null,null,null,null,null,null,null,null,null,{"$f":"INDEX('Fixture Descriptions'!A:K,MATCH('Inspection Form'!H328,'Fixture Descriptions'!A:A,0),8)","v":{"$error":"#N/A"}},{"$error":"#N/A"},null,{"$error":"#N/A"},1,null,null,null,{"$f":"IFERROR(IF(AND(INDEX(Inventory!CA:CA,MATCH('Inspection Form'!B328,Inventory!B:B,0))=\"Not Qualified\",INDEX(Inventory!L:L,MATCH('Inspection Form'!B328,Inventory!B:B,0))<>\"\",$Q$5<>\"Pre\"),0,BY328*BZ328), 0)","v":0},null,{"$error":"#DIV/0!"},{"$error":"#DIV/0!"},325]
[null,325,null,null,null,null,null,null,null,null,null,null,null,null,null,null,null,null,null,null,null,null,null,null,null,null,null,null,null,null,null,null,null,null,null,null,null,null,null,null,null,null,null,null,null,null,null,null,null,null,null,null,null,null,null,null,null,null,null,null,null,null,null,null,null,null,null,null,null,null,null,null,null,{"$f":"INDEX('Fixture Descriptions'!A:K,MATCH('Inspection Form'!H329,'Fixture Descriptions'!A:A,0),8)","v":{"$error":"#N/A"}},{"$error":"#N/A"},null,{"$error":"#N/A"},1,null,null,null,{"$f":"IFERROR(IF(AND(INDEX(Inventory!CA:CA,MATCH('Inspection Form'!B329,Inventory!B:B,0))=\"Not Qualified\",INDEX(Inventory!L:L,MATCH('Inspection Form'!B329,Inventory!B:B,0))<>\"\",$Q$5<>\"Pre\"),0,BY329*BZ329), 0)","v":0},null,{"$error":"#DIV/0!"},{"$error":"#DIV/0!"},326]
[null,326,null,null,null,null,null,null,null,null,null,null,null,null,null,null,null,null,null,null,null,null,null,null,null,null,null,null,null,null,null,null,null,null,null,null,null,null,null,null,null,null,null,null,null,null,null,null,null,null,null,null,null,null,null,null,null,null,null,null,null,null,null,null,null,null,null,null,null,null,null,null,null,{"$f":"INDEX('Fixture Descriptions'!A:K,MATCH('Inspection Form'!H330,'Fixture Descriptions'!A:A,0),8)","v":{"$error":"#N/A"}},{"$error":"#N/A"},null,{"$error":"#N/A"},1,null,null,null,{"$f":"IFERROR(IF(AND(INDEX(Inventory!CA:CA,MATCH('Inspection Form'!B330,Inventory!B:B,0))=\"Not Qualified\",INDEX(Inventory!L:L,MATCH('Inspection Form'!B330,Inventory!B:B,0))<>\"\",$Q$5<>\"Pre\"),0,BY330*BZ330), 0)","v":0},null,{"$error":"#DIV/0!"},{"$error":"#DIV/0!"},327]
[null,327,null,null,null,null,null,null,null,null,null,null,null,null,null,null,null,null,null,null,null,null,null,null,null,null,null,null,null,null,null,null,null,null,null,null,null,null,null,null,null,null,null,null,null,null,null,null,null,null,null,null,null,null,null,null,null,null,null,null,null,null,null,null,null,null,null,null,null,null,null,null,null,{"$f":"INDEX('Fixture Descriptions'!A:K,MATCH('Inspection Form'!H331,'Fixture Descriptions'!A:A,0),8)","v":{"$error":"#N/A"}},{"$error":"#N/A"},null,{"$error":"#N/A"},1,null,null,null,{"$f":"IFERROR(IF(AND(INDEX(Inventory!CA:CA,MATCH('Inspection Form'!B331,Inventory!B:B,0))=\"Not Qualified\",INDEX(Inventory!L:L,MATCH('Inspection Form'!B331,Inventory!B:B,0))<>\"\",$Q$5<>\"Pre\"),0,BY331*BZ331), 0)","v":0},null,{"$error":"#DIV/0!"},{"$error":"#DIV/0!"},328]
[null,328,null,null,null,null,null,null,null,null,null,null,null,null,null,null,null,null,null,null,null,null,null,null,null,null,null,null,null,null,null,null,null,null,null,null,null,null,null,null,null,null,null,null,null,null,null,null,null,null,null,null,null,null,null,null,null,null,null,null,null,null,null,null,null,null,null,null,null,null,null,null,null,{"$f":"INDEX('Fixture Descriptions'!A:K,MATCH('Inspection Form'!H332,'Fixture Descriptions'!A:A,0),8)","v":{"$error":"#N/A"}},{"$error":"#N/A"},null,{"$error":"#N/A"},1,null,null,null,{"$f":"IFERROR(IF(AND(INDEX(Inventory!CA:CA,MATCH('Inspection Form'!B332,Inventory!B:B,0))=\"Not Qualified\",INDEX(Inventory!L:L,MATCH('Inspection Form'!B332,Inventory!B:B,0))<>\"\",$Q$5<>\"Pre\"),0,BY332*BZ332), 0)","v":0},null,{"$error":"#DIV/0!"},{"$error":"#DIV/0!"},329]
[null,329,null,null,null,null,null,null,null,null,null,null,null,null,null,null,null,null,null,null,null,null,null,null,null,null,null,null,null,null,null,null,null,null,null,null,null,null,null,null,null,null,null,null,null,null,null,null,null,null,null,null,null,null,null,null,null,null,null,null,null,null,null,null,null,null,null,null,null,null,null,null,null,{"$f":"INDEX('Fixture Descriptions'!A:K,MATCH('Inspection Form'!H333,'Fixture Descriptions'!A:A,0),8)","v":{"$error":"#N/A"}},{"$error":"#N/A"},null,{"$error":"#N/A"},1,null,null,null,{"$f":"IFERROR(IF(AND(INDEX(Inventory!CA:CA,MATCH('Inspection Form'!B333,Inventory!B:B,0))=\"Not Qualified\",INDEX(Inventory!L:L,MATCH('Inspection Form'!B333,Inventory!B:B,0))<>\"\",$Q$5<>\"Pre\"),0,BY333*BZ333), 0)","v":0},null,{"$error":"#DIV/0!"},{"$error":"#DIV/0!"},330]
[null,330,null,null,null,null,null,null,null,null,null,null,null,null,null,null,null,null,null,null,null,null,null,null,null,null,null,null,null,null,null,null,null,null,null,null,null,null,null,null,null,null,null,null,null,null,null,null,null,null,null,null,null,null,null,null,null,null,null,null,null,null,null,null,null,null,null,null,null,null,null,null,null,{"$f":"INDEX('Fixture Descriptions'!A:K,MATCH('Inspection Form'!H334,'Fixture Descriptions'!A:A,0),8)","v":{"$error":"#N/A"}},{"$error":"#N/A"},null,{"$error":"#N/A"},1,null,null,null,{"$f":"IFERROR(IF(AND(INDEX(Inventory!CA:CA,MATCH('Inspection Form'!B334,Inventory!B:B,0))=\"Not Qualified\",INDEX(Inventory!L:L,MATCH('Inspection Form'!B334,Inventory!B:B,0))<>\"\",$Q$5<>\"Pre\"),0,BY334*BZ334), 0)","v":0},null,{"$error":"#DIV/0!"},{"$error":"#DIV/0!"},331]
[null,331,null,null,null,null,null,null,null,null,null,null,null,null,null,null,null,null,null,null,null,null,null,null,null,null,null,null,null,null,null,null,null,null,null,null,null,null,null,null,null,null,null,null,null,null,null,null,null,null,null,null,null,null,null,null,null,null,null,null,null,null,null,null,null,null,null,null,null,null,null,null,null,{"$f":"INDEX('Fixture Descriptions'!A:K,MATCH('Inspection Form'!H335,'Fixture Descriptions'!A:A,0),8)","v":{"$error":"#N/A"}},{"$error":"#N/A"},null,{"$error":"#N/A"},1,null,null,null,{"$f":"IFERROR(IF(AND(INDEX(Inventory!CA:CA,MATCH('Inspection Form'!B335,Inventory!B:B,0))=\"Not Qualified\",INDEX(Inventory!L:L,MATCH('Inspection Form'!B335,Inventory!B:B,0))<>\"\",$Q$5<>\"Pre\"),0,BY335*BZ335), 0)","v":0},null,{"$error":"#DIV/0!"},{"$error":"#DIV/0!"},332]
[null,332,null,null,null,null,null,null,null,null,null,null,null,null,null,null,null,null,null,null,null,null,null,null,null,null,null,null,null,null,null,null,null,null,null,null,null,null,null,null,null,null,null,null,null,null,null,null,null,null,null,null,null,null,null,null,null,null,null,null,null,null,null,null,null,null,null,null,null,null,null,null,null,{"$f":"INDEX('Fixture Descriptions'!A:K,MATCH('Inspection Form'!H336,'Fixture Descriptions'!A:A,0),8)","v":{"$error":"#N/A"}},{"$error":"#N/A"},null,{"$error":"#N/A"},1,null,null,null,{"$f":"IFERROR(IF(AND(INDEX(Inventory!CA:CA,MATCH('Inspection Form'!B336,Inventory!B:B,0))=\"Not Qualified\",INDEX(Inventory!L:L,MATCH('Inspection Form'!B336,Inventory!B:B,0))<>\"\",$Q$5<>\"Pre\"),0,BY336*BZ336), 0)","v":0},null,{"$error":"#DIV/0!"},{"$error":"#DIV/0!"},333]
[null,333,null,null,null,null,null,null,null,null,null,null,null,null,null,null,null,null,null,null,null,null,null,null,null,null,null,null,null,null,null,null,null,null,null,null,null,null,null,null,null,null,null,null,null,null,null,null,null,null,null,null,null,null,null,null,null,null,null,null,null,null,null,null,null,null,null,null,null,null,null,null,null,{"$f":"INDEX('Fixture Descriptions'!A:K,MATCH('Inspection Form'!H337,'Fixture Descriptions'!A:A,0),8)","v":{"$error":"#N/A"}},{"$error":"#N/A"},null,{"$error":"#N/A"},1,null,null,null,{"$f":"IFERROR(IF(AND(INDEX(Inventory!CA:CA,MATCH('Inspection Form'!B337,Inventory!B:B,0))=\"Not Qualified\",INDEX(Inventory!L:L,MATCH('Inspection Form'!B337,Inventory!B:B,0))<>\"\",$Q$5<>\"Pre\"),0,BY337*BZ337), 0)","v":0},null,{"$error":"#DIV/0!"},{"$error":"#DIV/0!"},334]
[null,334,null,null,null,null,null,null,null,null,null,null,null,null,null,null,null,null,null,null,null,null,null,null,null,null,null,null,null,null,null,null,null,null,null,null,null,null,null,null,null,null,null,null,null,null,null,null,null,null,null,null,null,null,null,null,null,null,null,null,null,null,null,null,null,null,null,null,null,null,null,null,null,{"$f":"INDEX('Fixture Descriptions'!A:K,MATCH('Inspection Form'!H338,'Fixture Descriptions'!A:A,0),8)","v":{"$error":"#N/A"}},{"$error":"#N/A"},null,{"$error":"#N/A"},1,null,null,null,{"$f":"IFERROR(IF(AND(INDEX(Inventory!CA:CA,MATCH('Inspection Form'!B338,Inventory!B:B,0))=\"Not Qualified\",INDEX(Inventory!L:L,MATCH('Inspection Form'!B338,Inventory!B:B,0))<>\"\",$Q$5<>\"Pre\"),0,BY338*BZ338), 0)","v":0},null,{"$error":"#DIV/0!"},{"$error":"#DIV/0!"},335]
[null,335,null,null,null,null,null,null,null,null,null,null,null,null,null,null,null,null,null,null,null,null,null,null,null,null,null,null,null,null,null,null,null,null,null,null,null,null,null,null,null,null,null,null,null,null,null,null,null,null,null,null,null,null,null,null,null,null,null,null,null,null,null,null,null,null,null,null,null,null,null,null,null,{"$f":"INDEX('Fixture Descriptions'!A:K,MATCH('Inspection Form'!H339,'Fixture Descriptions'!A:A,0),8)","v":{"$error":"#N/A"}},{"$error":"#N/A"},null,{"$error":"#N/A"},1,null,null,null,{"$f":"IFERROR(IF(AND(INDEX(Inventory!CA:CA,MATCH('Inspection Form'!B339,Inventory!B:B,0))=\"Not Qualified\",INDEX(Inventory!L:L,MATCH('Inspection Form'!B339,Inventory!B:B,0))<>\"\",$Q$5<>\"Pre\"),0,BY339*BZ339), 0)","v":0},null,{"$error":"#DIV/0!"},{"$error":"#DIV/0!"},336]
[null,336,null,null,null,null,null,null,null,null,null,null,null,null,null,null,null,null,null,null,null,null,null,null,null,null,null,null,null,null,null,null,null,null,null,null,null,null,null,null,null,null,null,null,null,null,null,null,null,null,null,null,null,null,null,null,null,null,null,null,null,null,null,null,null,null,null,null,null,null,null,null,null,{"$f":"INDEX('Fixture Descriptions'!A:K,MATCH('Inspection Form'!H340,'Fixture Descriptions'!A:A,0),8)","v":{"$error":"#N/A"}},{"$error":"#N/A"},null,{"$error":"#N/A"},1,null,null,null,{"$f":"IFERROR(IF(AND(INDEX(Inventory!CA:CA,MATCH('Inspection Form'!B340,Inventory!B:B,0))=\"Not Qualified\",INDEX(Inventory!L:L,MATCH('Inspection Form'!B340,Inventory!B:B,0))<>\"\",$Q$5<>\"Pre\"),0,BY340*BZ340), 0)","v":0},null,{"$error":"#DIV/0!"},{"$error":"#DIV/0!"},337]
[null,337,null,null,null,null,null,null,null,null,null,null,null,null,null,null,null,null,null,null,null,null,null,null,null,null,null,null,null,null,null,null,null,null,null,null,null,null,null,null,null,null,null,null,null,null,null,null,null,null,null,null,null,null,null,null,null,null,null,null,null,null,null,null,null,null,null,null,null,null,null,null,null,{"$f":"INDEX('Fixture Descriptions'!A:K,MATCH('Inspection Form'!H341,'Fixture Descriptions'!A:A,0),8)","v":{"$error":"#N/A"}},{"$error":"#N/A"},null,{"$error":"#N/A"},1,null,null,null,{"$f":"IFERROR(IF(AND(INDEX(Inventory!CA:CA,MATCH('Inspection Form'!B341,Inventory!B:B,0))=\"Not Qualified\",INDEX(Inventory!L:L,MATCH('Inspection Form'!B341,Inventory!B:B,0))<>\"\",$Q$5<>\"Pre\"),0,BY341*BZ341), 0)","v":0},null,{"$error":"#DIV/0!"},{"$error":"#DIV/0!"},338]
[null,338,null,null,null,null,null,null,null,null,null,null,null,null,null,null,null,null,null,null,null,null,null,null,null,null,null,null,null,null,null,null,null,null,null,null,null,null,null,null,null,null,null,null,null,null,null,null,null,null,null,null,null,null,null,null,null,null,null,null,null,null,null,null,null,null,null,null,null,null,null,null,null,{"$f":"INDEX('Fixture Descriptions'!A:K,MATCH('Inspection Form'!H342,'Fixture Descriptions'!A:A,0),8)","v":{"$error":"#N/A"}},{"$error":"#N/A"},null,{"$error":"#N/A"},1,null,null,null,{"$f":"IFERROR(IF(AND(INDEX(Inventory!CA:CA,MATCH('Inspection Form'!B342,Inventory!B:B,0))=\"Not Qualified\",INDEX(Inventory!L:L,MATCH('Inspection Form'!B342,Inventory!B:B,0))<>\"\",$Q$5<>\"Pre\"),0,BY342*BZ342), 0)","v":0},null,{"$error":"#DIV/0!"},{"$error":"#DIV/0!"},339]
[null,339,null,null,null,null,null,null,null,null,null,null,null,null,null,null,null,null,null,null,null,null,null,null,null,null,null,null,null,null,null,null,null,null,null,null,null,null,null,null,null,null,null,null,null,null,null,null,null,null,null,null,null,null,null,null,null,null,null,null,null,null,null,null,null,null,null,null,null,null,null,null,null,{"$f":"INDEX('Fixture Descriptions'!A:K,MATCH('Inspection Form'!H343,'Fixture Descriptions'!A:A,0),8)","v":{"$error":"#N/A"}},{"$error":"#N/A"},null,{"$error":"#N/A"},1,null,null,null,{"$f":"IFERROR(IF(AND(INDEX(Inventory!CA:CA,MATCH('Inspection Form'!B343,Inventory!B:B,0))=\"Not Qualified\",INDEX(Inventory!L:L,MATCH('Inspection Form'!B343,Inventory!B:B,0))<>\"\",$Q$5<>\"Pre\"),0,BY343*BZ343), 0)","v":0},null,{"$error":"#DIV/0!"},{"$error":"#DIV/0!"},340]
[null,340,null,null,null,null,null,null,null,null,null,null,null,null,null,null,null,null,null,null,null,null,null,null,null,null,null,null,null,null,null,null,null,null,null,null,null,null,null,null,null,null,null,null,null,null,null,null,null,null,null,null,null,null,null,null,null,null,null,null,null,null,null,null,null,null,null,null,null,null,null,null,null,{"$f":"INDEX('Fixture Descriptions'!A:K,MATCH('Inspection Form'!H344,'Fixture Descriptions'!A:A,0),8)","v":{"$error":"#N/A"}},{"$error":"#N/A"},null,{"$error":"#N/A"},1,null,null,null,{"$f":"IFERROR(IF(AND(INDEX(Inventory!CA:CA,MATCH('Inspection Form'!B344,Inventory!B:B,0))=\"Not Qualified\",INDEX(Inventory!L:L,MATCH('Inspection Form'!B344,Inventory!B:B,0))<>\"\",$Q$5<>\"Pre\"),0,BY344*BZ344), 0)","v":0},null,{"$error":"#DIV/0!"},{"$error":"#DIV/0!"},341]
[null,341,null,null,null,null,null,null,null,null,null,null,null,null,null,null,null,null,null,null,null,null,null,null,null,null,null,null,null,null,null,null,null,null,null,null,null,null,null,null,null,null,null,null,null,null,null,null,null,null,null,null,null,null,null,null,null,null,null,null,null,null,null,null,null,null,null,null,null,null,null,null,null,{"$f":"INDEX('Fixture Descriptions'!A:K,MATCH('Inspection Form'!H345,'Fixture Descriptions'!A:A,0),8)","v":{"$error":"#N/A"}},{"$error":"#N/A"},null,{"$error":"#N/A"},1,null,null,null,{"$f":"IFERROR(IF(AND(INDEX(Inventory!CA:CA,MATCH('Inspection Form'!B345,Inventory!B:B,0))=\"Not Qualified\",INDEX(Inventory!L:L,MATCH('Inspection Form'!B345,Inventory!B:B,0))<>\"\",$Q$5<>\"Pre\"),0,BY345*BZ345), 0)","v":0},null,{"$error":"#DIV/0!"},{"$error":"#DIV/0!"},342]
[null,342,null,null,null,null,null,null,null,null,null,null,null,null,null,null,null,null,null,null,null,null,null,null,null,null,null,null,null,null,null,null,null,null,null,null,null,null,null,null,null,null,null,null,null,null,null,null,null,null,null,null,null,null,null,null,null,null,null,null,null,null,null,null,null,null,null,null,null,null,null,null,null,{"$f":"INDEX('Fixture Descriptions'!A:K,MATCH('Inspection Form'!H346,'Fixture Descriptions'!A:A,0),8)","v":{"$error":"#N/A"}},{"$error":"#N/A"},null,{"$error":"#N/A"},1,null,null,null,{"$f":"IFERROR(IF(AND(INDEX(Inventory!CA:CA,MATCH('Inspection Form'!B346,Inventory!B:B,0))=\"Not Qualified\",INDEX(Inventory!L:L,MATCH('Inspection Form'!B346,Inventory!B:B,0))<>\"\",$Q$5<>\"Pre\"),0,BY346*BZ346), 0)","v":0},null,{"$error":"#DIV/0!"},{"$error":"#DIV/0!"},343]
[null,343,null,null,null,null,null,null,null,null,null,null,null,null,null,null,null,null,null,null,null,null,null,null,null,null,null,null,null,null,null,null,null,null,null,null,null,null,null,null,null,null,null,null,null,null,null,null,null,null,null,null,null,null,null,null,null,null,null,null,null,null,null,null,null,null,null,null,null,null,null,null,null,{"$f":"INDEX('Fixture Descriptions'!A:K,MATCH('Inspection Form'!H347,'Fixture Descriptions'!A:A,0),8)","v":{"$error":"#N/A"}},{"$error":"#N/A"},null,{"$error":"#N/A"},1,null,null,null,{"$f":"IFERROR(IF(AND(INDEX(Inventory!CA:CA,MATCH('Inspection Form'!B347,Inventory!B:B,0))=\"Not Qualified\",INDEX(Inventory!L:L,MATCH('Inspection Form'!B347,Inventory!B:B,0))<>\"\",$Q$5<>\"Pre\"),0,BY347*BZ347), 0)","v":0},null,{"$error":"#DIV/0!"},{"$error":"#DIV/0!"},344]
[null,344,null,null,null,null,null,null,null,null,null,null,null,null,null,null,null,null,null,null,null,null,null,null,null,null,null,null,null,null,null,null,null,null,null,null,null,null,null,null,null,null,null,null,null,null,null,null,null,null,null,null,null,null,null,null,null,null,null,null,null,null,null,null,null,null,null,null,null,null,null,null,null,{"$f":"INDEX('Fixture Descriptions'!A:K,MATCH('Inspection Form'!H348,'Fixture Descriptions'!A:A,0),8)","v":{"$error":"#N/A"}},{"$error":"#N/A"},null,{"$error":"#N/A"},1,null,null,null,{"$f":"IFERROR(IF(AND(INDEX(Inventory!CA:CA,MATCH('Inspection Form'!B348,Inventory!B:B,0))=\"Not Qualified\",INDEX(Inventory!L:L,MATCH('Inspection Form'!B348,Inventory!B:B,0))<>\"\",$Q$5<>\"Pre\"),0,BY348*BZ348), 0)","v":0},null,{"$error":"#DIV/0!"},{"$error":"#DIV/0!"},345]
[null,345,null,null,null,null,null,null,null,null,null,null,null,null,null,null,null,null,null,null,null,null,null,null,null,null,null,null,null,null,null,null,null,null,null,null,null,null,null,null,null,null,null,null,null,null,null,null,null,null,null,null,null,null,null,null,null,null,null,null,null,null,null,null,null,null,null,null,null,null,null,null,null,{"$f":"INDEX('Fixture Descriptions'!A:K,MATCH('Inspection Form'!H349,'Fixture Descriptions'!A:A,0),8)","v":{"$error":"#N/A"}},{"$error":"#N/A"},null,{"$error":"#N/A"},1,null,null,null,{"$f":"IFERROR(IF(AND(INDEX(Inventory!CA:CA,MATCH('Inspection Form'!B349,Inventory!B:B,0))=\"Not Qualified\",INDEX(Inventory!L:L,MATCH('Inspection Form'!B349,Inventory!B:B,0))<>\"\",$Q$5<>\"Pre\"),0,BY349*BZ349), 0)","v":0},null,{"$error":"#DIV/0!"},{"$error":"#DIV/0!"},346]
[null,346,null,null,null,null,null,null,null,null,null,null,null,null,null,null,null,null,null,null,null,null,null,null,null,null,null,null,null,null,null,null,null,null,null,null,null,null,null,null,null,null,null,null,null,null,null,null,null,null,null,null,null,null,null,null,null,null,null,null,null,null,null,null,null,null,null,null,null,null,null,null,null,{"$f":"INDEX('Fixture Descriptions'!A:K,MATCH('Inspection Form'!H350,'Fixture Descriptions'!A:A,0),8)","v":{"$error":"#N/A"}},{"$error":"#N/A"},null,{"$error":"#N/A"},1,null,null,null,{"$f":"IFERROR(IF(AND(INDEX(Inventory!CA:CA,MATCH('Inspection Form'!B350,Inventory!B:B,0))=\"Not Qualified\",INDEX(Inventory!L:L,MATCH('Inspection Form'!B350,Inventory!B:B,0))<>\"\",$Q$5<>\"Pre\"),0,BY350*BZ350), 0)","v":0},null,{"$error":"#DIV/0!"},{"$error":"#DIV/0!"},347]
[null,347,null,null,null,null,null,null,null,null,null,null,null,null,null,null,null,null,null,null,null,null,null,null,null,null,null,null,null,null,null,null,null,null,null,null,null,null,null,null,null,null,null,null,null,null,null,null,null,null,null,null,null,null,null,null,null,null,null,null,null,null,null,null,null,null,null,null,null,null,null,null,null,{"$f":"INDEX('Fixture Descriptions'!A:K,MATCH('Inspection Form'!H351,'Fixture Descriptions'!A:A,0),8)","v":{"$error":"#N/A"}},{"$error":"#N/A"},null,{"$error":"#N/A"},1,null,null,null,{"$f":"IFERROR(IF(AND(INDEX(Inventory!CA:CA,MATCH('Inspection Form'!B351,Inventory!B:B,0))=\"Not Qualified\",INDEX(Inventory!L:L,MATCH('Inspection Form'!B351,Inventory!B:B,0))<>\"\",$Q$5<>\"Pre\"),0,BY351*BZ351), 0)","v":0},null,{"$error":"#DIV/0!"},{"$error":"#DIV/0!"},348]
[null,348,null,null,null,null,null,null,null,null,null,null,null,null,null,null,null,null,null,null,null,null,null,null,null,null,null,null,null,null,null,null,null,null,null,null,null,null,null,null,null,null,null,null,null,null,null,null,null,null,null,null,null,null,null,null,null,null,null,null,null,null,null,null,null,null,null,null,null,null,null,null,null,{"$f":"INDEX('Fixture Descriptions'!A:K,MATCH('Inspection Form'!H352,'Fixture Descriptions'!A:A,0),8)","v":{"$error":"#N/A"}},{"$error":"#N/A"},null,{"$error":"#N/A"},1,null,null,null,{"$f":"IFERROR(IF(AND(INDEX(Inventory!CA:CA,MATCH('Inspection Form'!B352,Inventory!B:B,0))=\"Not Qualified\",INDEX(Inventory!L:L,MATCH('Inspection Form'!B352,Inventory!B:B,0))<>\"\",$Q$5<>\"Pre\"),0,BY352*BZ352), 0)","v":0},null,{"$error":"#DIV/0!"},{"$error":"#DIV/0!"},349]
[null,349,null,null,null,null,null,null,null,null,null,null,null,null,null,null,null,null,null,null,null,null,null,null,null,null,null,null,null,null,null,null,null,null,null,null,null,null,null,null,null,null,null,null,null,null,null,null,null,null,null,null,null,null,null,null,null,null,null,null,null,null,null,null,null,null,null,null,null,null,null,null,null,{"$f":"INDEX('Fixture Descriptions'!A:K,MATCH('Inspection Form'!H353,'Fixture Descriptions'!A:A,0),8)","v":{"$error":"#N/A"}},{"$error":"#N/A"},null,{"$error":"#N/A"},1,null,null,null,{"$f":"IFERROR(IF(AND(INDEX(Inventory!CA:CA,MATCH('Inspection Form'!B353,Inventory!B:B,0))=\"Not Qualified\",INDEX(Inventory!L:L,MATCH('Inspection Form'!B353,Inventory!B:B,0))<>\"\",$Q$5<>\"Pre\"),0,BY353*BZ353), 0)","v":0},null,{"$error":"#DIV/0!"},{"$error":"#DIV/0!"},350]
[null,350,null,null,null,null,null,null,null,null,null,null,null,null,null,null,null,null,null,null,null,null,null,null,null,null,null,null,null,null,null,null,null,null,null,null,null,null,null,null,null,null,null,null,null,null,null,null,null,null,null,null,null,null,null,null,null,null,null,null,null,null,null,null,null,null,null,null,null,null,null,null,null,{"$f":"INDEX('Fixture Descriptions'!A:K,MATCH('Inspection Form'!H354,'Fixture Descriptions'!A:A,0),8)","v":{"$error":"#N/A"}},{"$error":"#N/A"},null,{"$error":"#N/A"},1,null,null,null,{"$f":"IFERROR(IF(AND(INDEX(Inventory!CA:CA,MATCH('Inspection Form'!B354,Inventory!B:B,0))=\"Not Qualified\",INDEX(Inventory!L:L,MATCH('Inspection Form'!B354,Inventory!B:B,0))<>\"\",$Q$5<>\"Pre\"),0,BY354*BZ354), 0)","v":0},null,{"$error":"#DIV/0!"},{"$error":"#DIV/0!"},351]
[null,351,null,null,null,null,null,null,null,null,null,null,null,null,null,null,null,null,null,null,null,null,null,null,null,null,null,null,null,null,null,null,null,null,null,null,null,null,null,null,null,null,null,null,null,null,null,null,null,null,null,null,null,null,null,null,null,null,null,null,null,null,null,null,null,null,null,null,null,null,null,null,null,{"$f":"INDEX('Fixture Descriptions'!A:K,MATCH('Inspection Form'!H355,'Fixture Descriptions'!A:A,0),8)","v":{"$error":"#N/A"}},{"$error":"#N/A"},null,{"$error":"#N/A"},1,null,null,null,{"$f":"IFERROR(IF(AND(INDEX(Inventory!CA:CA,MATCH('Inspection Form'!B355,Inventory!B:B,0))=\"Not Qualified\",INDEX(Inventory!L:L,MATCH('Inspection Form'!B355,Inventory!B:B,0))<>\"\",$Q$5<>\"Pre\"),0,BY355*BZ355), 0)","v":0},null,{"$error":"#DIV/0!"},{"$error":"#DIV/0!"},352]
[null,352,null,null,null,null,null,null,null,null,null,null,null,null,null,null,null,null,null,null,null,null,null,null,null,null,null,null,null,null,null,null,null,null,null,null,null,null,null,null,null,null,null,null,null,null,null,null,null,null,null,null,null,null,null,null,null,null,null,null,null,null,null,null,null,null,null,null,null,null,null,null,null,{"$f":"INDEX('Fixture Descriptions'!A:K,MATCH('Inspection Form'!H356,'Fixture Descriptions'!A:A,0),8)","v":{"$error":"#N/A"}},{"$error":"#N/A"},null,{"$error":"#N/A"},1,null,null,null,{"$f":"IFERROR(IF(AND(INDEX(Inventory!CA:CA,MATCH('Inspection Form'!B356,Inventory!B:B,0))=\"Not Qualified\",INDEX(Inventory!L:L,MATCH('Inspection Form'!B356,Inventory!B:B,0))<>\"\",$Q$5<>\"Pre\"),0,BY356*BZ356), 0)","v":0},null,{"$error":"#DIV/0!"},{"$error":"#DIV/0!"},353]
[null,353,null,null,null,null,null,null,null,null,null,null,null,null,null,null,null,null,null,null,null,null,null,null,null,null,null,null,null,null,null,null,null,null,null,null,null,null,null,null,null,null,null,null,null,null,null,null,null,null,null,null,null,null,null,null,null,null,null,null,null,null,null,null,null,null,null,null,null,null,null,null,null,{"$f":"INDEX('Fixture Descriptions'!A:K,MATCH('Inspection Form'!H357,'Fixture Descriptions'!A:A,0),8)","v":{"$error":"#N/A"}},{"$error":"#N/A"},null,{"$error":"#N/A"},1,null,null,null,{"$f":"IFERROR(IF(AND(INDEX(Inventory!CA:CA,MATCH('Inspection Form'!B357,Inventory!B:B,0))=\"Not Qualified\",INDEX(Inventory!L:L,MATCH('Inspection Form'!B357,Inventory!B:B,0))<>\"\",$Q$5<>\"Pre\"),0,BY357*BZ357), 0)","v":0},null,{"$error":"#DIV/0!"},{"$error":"#DIV/0!"},354]
[null,354,null,null,null,null,null,null,null,null,null,null,null,null,null,null,null,null,null,null,null,null,null,null,null,null,null,null,null,null,null,null,null,null,null,null,null,null,null,null,null,null,null,null,null,null,null,null,null,null,null,null,null,null,null,null,null,null,null,null,null,null,null,null,null,null,null,null,null,null,null,null,null,{"$f":"INDEX('Fixture Descriptions'!A:K,MATCH('Inspection Form'!H358,'Fixture Descriptions'!A:A,0),8)","v":{"$error":"#N/A"}},{"$error":"#N/A"},null,{"$error":"#N/A"},1,null,null,null,{"$f":"IFERROR(IF(AND(INDEX(Inventory!CA:CA,MATCH('Inspection Form'!B358,Inventory!B:B,0))=\"Not Qualified\",INDEX(Inventory!L:L,MATCH('Inspection Form'!B358,Inventory!B:B,0))<>\"\",$Q$5<>\"Pre\"),0,BY358*BZ358), 0)","v":0},null,{"$error":"#DIV/0!"},{"$error":"#DIV/0!"},355]
[null,355,null,null,null,null,null,null,null,null,null,null,null,null,null,null,null,null,null,null,null,null,null,null,null,null,null,null,null,null,null,null,null,null,null,null,null,null,null,null,null,null,null,null,null,null,null,null,null,null,null,null,null,null,null,null,null,null,null,null,null,null,null,null,null,null,null,null,null,null,null,null,null,{"$f":"INDEX('Fixture Descriptions'!A:K,MATCH('Inspection Form'!H359,'Fixture Descriptions'!A:A,0),8)","v":{"$error":"#N/A"}},{"$error":"#N/A"},null,{"$error":"#N/A"},1,null,null,null,{"$f":"IFERROR(IF(AND(INDEX(Inventory!CA:CA,MATCH('Inspection Form'!B359,Inventory!B:B,0))=\"Not Qualified\",INDEX(Inventory!L:L,MATCH('Inspection Form'!B359,Inventory!B:B,0))<>\"\",$Q$5<>\"Pre\"),0,BY359*BZ359), 0)","v":0},null,{"$error":"#DIV/0!"},{"$error":"#DIV/0!"},356]
[null,356,null,null,null,null,null,null,null,null,null,null,null,null,null,null,null,null,null,null,null,null,null,null,null,null,null,null,null,null,null,null,null,null,null,null,null,null,null,null,null,null,null,null,null,null,null,null,null,null,null,null,null,null,null,null,null,null,null,null,null,null,null,null,null,null,null,null,null,null,null,null,null,{"$f":"INDEX('Fixture Descriptions'!A:K,MATCH('Inspection Form'!H360,'Fixture Descriptions'!A:A,0),8)","v":{"$error":"#N/A"}},{"$error":"#N/A"},null,{"$error":"#N/A"},1,null,null,null,{"$f":"IFERROR(IF(AND(INDEX(Inventory!CA:CA,MATCH('Inspection Form'!B360,Inventory!B:B,0))=\"Not Qualified\",INDEX(Inventory!L:L,MATCH('Inspection Form'!B360,Inventory!B:B,0))<>\"\",$Q$5<>\"Pre\"),0,BY360*BZ360), 0)","v":0},null,{"$error":"#DIV/0!"},{"$error":"#DIV/0!"},357]
[null,357,null,null,null,null,null,null,null,null,null,null,null,null,null,null,null,null,null,null,null,null,null,null,null,null,null,null,null,null,null,null,null,null,null,null,null,null,null,null,null,null,null,null,null,null,null,null,null,null,null,null,null,null,null,null,null,null,null,null,null,null,null,null,null,null,null,null,null,null,null,null,null,{"$f":"INDEX('Fixture Descriptions'!A:K,MATCH('Inspection Form'!H361,'Fixture Descriptions'!A:A,0),8)","v":{"$error":"#N/A"}},{"$error":"#N/A"},null,{"$error":"#N/A"},1,null,null,null,{"$f":"IFERROR(IF(AND(INDEX(Inventory!CA:CA,MATCH('Inspection Form'!B361,Inventory!B:B,0))=\"Not Qualified\",INDEX(Inventory!L:L,MATCH('Inspection Form'!B361,Inventory!B:B,0))<>\"\",$Q$5<>\"Pre\"),0,BY361*BZ361), 0)","v":0},null,{"$error":"#DIV/0!"},{"$error":"#DIV/0!"},358]
[null,358,null,null,null,null,null,null,null,null,null,null,null,null,null,null,null,null,null,null,null,null,null,null,null,null,null,null,null,null,null,null,null,null,null,null,null,null,null,null,null,null,null,null,null,null,null,null,null,null,null,null,null,null,null,null,null,null,null,null,null,null,null,null,null,null,null,null,null,null,null,null,null,{"$f":"INDEX('Fixture Descriptions'!A:K,MATCH('Inspection Form'!H362,'Fixture Descriptions'!A:A,0),8)","v":{"$error":"#N/A"}},{"$error":"#N/A"},null,{"$error":"#N/A"},1,null,null,null,{"$f":"IFERROR(IF(AND(INDEX(Inventory!CA:CA,MATCH('Inspection Form'!B362,Inventory!B:B,0))=\"Not Qualified\",INDEX(Inventory!L:L,MATCH('Inspection Form'!B362,Inventory!B:B,0))<>\"\",$Q$5<>\"Pre\"),0,BY362*BZ362), 0)","v":0},null,{"$error":"#DIV/0!"},{"$error":"#DIV/0!"},359]
[null,359,null,null,null,null,null,null,null,null,null,null,null,null,null,null,null,null,null,null,null,null,null,null,null,null,null,null,null,null,null,null,null,null,null,null,null,null,null,null,null,null,null,null,null,null,null,null,null,null,null,null,null,null,null,null,null,null,null,null,null,null,null,null,null,null,null,null,null,null,null,null,null,{"$f":"INDEX('Fixture Descriptions'!A:K,MATCH('Inspection Form'!H363,'Fixture Descriptions'!A:A,0),8)","v":{"$error":"#N/A"}},{"$error":"#N/A"},null,{"$error":"#N/A"},1,null,null,null,{"$f":"IFERROR(IF(AND(INDEX(Inventory!CA:CA,MATCH('Inspection Form'!B363,Inventory!B:B,0))=\"Not Qualified\",INDEX(Inventory!L:L,MATCH('Inspection Form'!B363,Inventory!B:B,0))<>\"\",$Q$5<>\"Pre\"),0,BY363*BZ363), 0)","v":0},null,{"$error":"#DIV/0!"},{"$error":"#DIV/0!"},360]
[null,360,null,null,null,null,null,null,null,null,null,null,null,null,null,null,null,null,null,null,null,null,null,null,null,null,null,null,null,null,null,null,null,null,null,null,null,null,null,null,null,null,null,null,null,null,null,null,null,null,null,null,null,null,null,null,null,null,null,null,null,null,null,null,null,null,null,null,null,null,null,null,null,{"$f":"INDEX('Fixture Descriptions'!A:K,MATCH('Inspection Form'!H364,'Fixture Descriptions'!A:A,0),8)","v":{"$error":"#N/A"}},{"$error":"#N/A"},null,{"$error":"#N/A"},1,null,null,null,{"$f":"IFERROR(IF(AND(INDEX(Inventory!CA:CA,MATCH('Inspection Form'!B364,Inventory!B:B,0))=\"Not Qualified\",INDEX(Inventory!L:L,MATCH('Inspection Form'!B364,Inventory!B:B,0))<>\"\",$Q$5<>\"Pre\"),0,BY364*BZ364), 0)","v":0},null,{"$error":"#DIV/0!"},{"$error":"#DIV/0!"},361]
[null,361,null,null,null,null,null,null,null,null,null,null,null,null,null,null,null,null,null,null,null,null,null,null,null,null,null,null,null,null,null,null,null,null,null,null,null,null,null,null,null,null,null,null,null,null,null,null,null,null,null,null,null,null,null,null,null,null,null,null,null,null,null,null,null,null,null,null,null,null,null,null,null,{"$f":"INDEX('Fixture Descriptions'!A:K,MATCH('Inspection Form'!H365,'Fixture Descriptions'!A:A,0),8)","v":{"$error":"#N/A"}},{"$error":"#N/A"},null,{"$error":"#N/A"},1,null,null,null,{"$f":"IFERROR(IF(AND(INDEX(Inventory!CA:CA,MATCH('Inspection Form'!B365,Inventory!B:B,0))=\"Not Qualified\",INDEX(Inventory!L:L,MATCH('Inspection Form'!B365,Inventory!B:B,0))<>\"\",$Q$5<>\"Pre\"),0,BY365*BZ365), 0)","v":0},null,{"$error":"#DIV/0!"},{"$error":"#DIV/0!"},362]
[null,362,null,null,null,null,null,null,null,null,null,null,null,null,null,null,null,null,null,null,null,null,null,null,null,null,null,null,null,null,null,null,null,null,null,null,null,null,null,null,null,null,null,null,null,null,null,null,null,null,null,null,null,null,null,null,null,null,null,null,null,null,null,null,null,null,null,null,null,null,null,null,null,{"$f":"INDEX('Fixture Descriptions'!A:K,MATCH('Inspection Form'!H366,'Fixture Descriptions'!A:A,0),8)","v":{"$error":"#N/A"}},{"$error":"#N/A"},null,{"$error":"#N/A"},1,null,null,null,{"$f":"IFERROR(IF(AND(INDEX(Inventory!CA:CA,MATCH('Inspection Form'!B366,Inventory!B:B,0))=\"Not Qualified\",INDEX(Inventory!L:L,MATCH('Inspection Form'!B366,Inventory!B:B,0))<>\"\",$Q$5<>\"Pre\"),0,BY366*BZ366), 0)","v":0},null,{"$error":"#DIV/0!"},{"$error":"#DIV/0!"},363]
[null,363,null,null,null,null,null,null,null,null,null,null,null,null,null,null,null,null,null,null,null,null,null,null,null,null,null,null,null,null,null,null,null,null,null,null,null,null,null,null,null,null,null,null,null,null,null,null,null,null,null,null,null,null,null,null,null,null,null,null,null,null,null,null,null,null,null,null,null,null,null,null,null,{"$f":"INDEX('Fixture Descriptions'!A:K,MATCH('Inspection Form'!H367,'Fixture Descriptions'!A:A,0),8)","v":{"$error":"#N/A"}},{"$error":"#N/A"},null,{"$error":"#N/A"},1,null,null,null,{"$f":"IFERROR(IF(AND(INDEX(Inventory!CA:CA,MATCH('Inspection Form'!B367,Inventory!B:B,0))=\"Not Qualified\",INDEX(Inventory!L:L,MATCH('Inspection Form'!B367,Inventory!B:B,0))<>\"\",$Q$5<>\"Pre\"),0,BY367*BZ367), 0)","v":0},null,{"$error":"#DIV/0!"},{"$error":"#DIV/0!"},364]
[null,364,null,null,null,null,null,null,null,null,null,null,null,null,null,null,null,null,null,null,null,null,null,null,null,null,null,null,null,null,null,null,null,null,null,null,null,null,null,null,null,null,null,null,null,null,null,null,null,null,null,null,null,null,null,null,null,null,null,null,null,null,null,null,null,null,null,null,null,null,null,null,null,{"$f":"INDEX('Fixture Descriptions'!A:K,MATCH('Inspection Form'!H368,'Fixture Descriptions'!A:A,0),8)","v":{"$error":"#N/A"}},{"$error":"#N/A"},null,{"$error":"#N/A"},1,null,null,null,{"$f":"IFERROR(IF(AND(INDEX(Inventory!CA:CA,MATCH('Inspection Form'!B368,Inventory!B:B,0))=\"Not Qualified\",INDEX(Inventory!L:L,MATCH('Inspection Form'!B368,Inventory!B:B,0))<>\"\",$Q$5<>\"Pre\"),0,BY368*BZ368), 0)","v":0},null,{"$error":"#DIV/0!"},{"$error":"#DIV/0!"},365]
[null,365,null,null,null,null,null,null,null,null,null,null,null,null,null,null,null,null,null,null,null,null,null,null,null,null,null,null,null,null,null,null,null,null,null,null,null,null,null,null,null,null,null,null,null,null,null,null,null,null,null,null,null,null,null,null,null,null,null,null,null,null,null,null,null,null,null,null,null,null,null,null,null,{"$f":"INDEX('Fixture Descriptions'!A:K,MATCH('Inspection Form'!H369,'Fixture Descriptions'!A:A,0),8)","v":{"$error":"#N/A"}},{"$error":"#N/A"},null,{"$error":"#N/A"},1,null,null,null,{"$f":"IFERROR(IF(AND(INDEX(Inventory!CA:CA,MATCH('Inspection Form'!B369,Inventory!B:B,0))=\"Not Qualified\",INDEX(Inventory!L:L,MATCH('Inspection Form'!B369,Inventory!B:B,0))<>\"\",$Q$5<>\"Pre\"),0,BY369*BZ369), 0)","v":0},null,{"$error":"#DIV/0!"},{"$error":"#DIV/0!"},366]
[null,366,null,null,null,null,null,null,null,null,null,null,null,null,null,null,null,null,null,null,null,null,null,null,null,null,null,null,null,null,null,null,null,null,null,null,null,null,null,null,null,null,null,null,null,null,null,null,null,null,null,null,null,null,null,null,null,null,null,null,null,null,null,null,null,null,null,null,null,null,null,null,null,{"$f":"INDEX('Fixture Descriptions'!A:K,MATCH('Inspection Form'!H370,'Fixture Descriptions'!A:A,0),8)","v":{"$error":"#N/A"}},{"$error":"#N/A"},null,{"$error":"#N/A"},1,null,null,null,{"$f":"IFERROR(IF(AND(INDEX(Inventory!CA:CA,MATCH('Inspection Form'!B370,Inventory!B:B,0))=\"Not Qualified\",INDEX(Inventory!L:L,MATCH('Inspection Form'!B370,Inventory!B:B,0))<>\"\",$Q$5<>\"Pre\"),0,BY370*BZ370), 0)","v":0},null,{"$error":"#DIV/0!"},{"$error":"#DIV/0!"},367]
[null,367,null,null,null,null,null,null,null,null,null,null,null,null,null,null,null,null,null,null,null,null,null,null,null,null,null,null,null,null,null,null,null,null,null,null,null,null,null,null,null,null,null,null,null,null,null,null,null,null,null,null,null,null,null,null,null,null,null,null,null,null,null,null,null,null,null,null,null,null,null,null,null,{"$f":"INDEX('Fixture Descriptions'!A:K,MATCH('Inspection Form'!H371,'Fixture Descriptions'!A:A,0),8)","v":{"$error":"#N/A"}},{"$error":"#N/A"},null,{"$error":"#N/A"},1,null,null,null,{"$f":"IFERROR(IF(AND(INDEX(Inventory!CA:CA,MATCH('Inspection Form'!B371,Inventory!B:B,0))=\"Not Qualified\",INDEX(Inventory!L:L,MATCH('Inspection Form'!B371,Inventory!B:B,0))<>\"\",$Q$5<>\"Pre\"),0,BY371*BZ371), 0)","v":0},null,{"$error":"#DIV/0!"},{"$error":"#DIV/0!"},368]
[null,368,null,null,null,null,null,null,null,null,null,null,null,null,null,null,null,null,null,null,null,null,null,null,null,null,null,null,null,null,null,null,null,null,null,null,null,null,null,null,null,null,null,null,null,null,null,null,null,null,null,null,null,null,null,null,null,null,null,null,null,null,null,null,null,null,null,null,null,null,null,null,null,{"$f":"INDEX('Fixture Descriptions'!A:K,MATCH('Inspection Form'!H372,'Fixture Descriptions'!A:A,0),8)","v":{"$error":"#N/A"}},{"$error":"#N/A"},null,{"$error":"#N/A"},1,null,null,null,{"$f":"IFERROR(IF(AND(INDEX(Inventory!CA:CA,MATCH('Inspection Form'!B372,Inventory!B:B,0))=\"Not Qualified\",INDEX(Inventory!L:L,MATCH('Inspection Form'!B372,Inventory!B:B,0))<>\"\",$Q$5<>\"Pre\"),0,BY372*BZ372), 0)","v":0},null,{"$error":"#DIV/0!"},{"$error":"#DIV/0!"},369]
[null,369,null,null,null,null,null,null,null,null,null,null,null,null,null,null,null,null,null,null,null,null,null,null,null,null,null,null,null,null,null,null,null,null,null,null,null,null,null,null,null,null,null,null,null,null,null,null,null,null,null,null,null,null,null,null,null,null,null,null,null,null,null,null,null,null,null,null,null,null,null,null,null,{"$f":"INDEX('Fixture Descriptions'!A:K,MATCH('Inspection Form'!H373,'Fixture Descriptions'!A:A,0),8)","v":{"$error":"#N/A"}},{"$error":"#N/A"},null,{"$error":"#N/A"},1,null,null,null,{"$f":"IFERROR(IF(AND(INDEX(Inventory!CA:CA,MATCH('Inspection Form'!B373,Inventory!B:B,0))=\"Not Qualified\",INDEX(Inventory!L:L,MATCH('Inspection Form'!B373,Inventory!B:B,0))<>\"\",$Q$5<>\"Pre\"),0,BY373*BZ373), 0)","v":0},null,{"$error":"#DIV/0!"},{"$error":"#DIV/0!"},370]
[null,370,null,null,null,null,null,null,null,null,null,null,null,null,null,null,null,null,null,null,null,null,null,null,null,null,null,null,null,null,null,null,null,null,null,null,null,null,null,null,null,null,null,null,null,null,null,null,null,null,null,null,null,null,null,null,null,null,null,null,null,null,null,null,null,null,null,null,null,null,null,null,null,{"$f":"INDEX('Fixture Descriptions'!A:K,MATCH('Inspection Form'!H374,'Fixture Descriptions'!A:A,0),8)","v":{"$error":"#N/A"}},{"$error":"#N/A"},null,{"$error":"#N/A"},1,null,null,null,{"$f":"IFERROR(IF(AND(INDEX(Inventory!CA:CA,MATCH('Inspection Form'!B374,Inventory!B:B,0))=\"Not Qualified\",INDEX(Inventory!L:L,MATCH('Inspection Form'!B374,Inventory!B:B,0))<>\"\",$Q$5<>\"Pre\"),0,BY374*BZ374), 0)","v":0},null,{"$error":"#DIV/0!"},{"$error":"#DIV/0!"},371]
[null,371,null,null,null,null,null,null,null,null,null,null,null,null,null,null,null,null,null,null,null,null,null,null,null,null,null,null,null,null,null,null,null,null,null,null,null,null,null,null,null,null,null,null,null,null,null,null,null,null,null,null,null,null,null,null,null,null,null,null,null,null,null,null,null,null,null,null,null,null,null,null,null,{"$f":"INDEX('Fixture Descriptions'!A:K,MATCH('Inspection Form'!H375,'Fixture Descriptions'!A:A,0),8)","v":{"$error":"#N/A"}},{"$error":"#N/A"},null,{"$error":"#N/A"},1,null,null,null,{"$f":"IFERROR(IF(AND(INDEX(Inventory!CA:CA,MATCH('Inspection Form'!B375,Inventory!B:B,0))=\"Not Qualified\",INDEX(Inventory!L:L,MATCH('Inspection Form'!B375,Inventory!B:B,0))<>\"\",$Q$5<>\"Pre\"),0,BY375*BZ375), 0)","v":0},null,{"$error":"#DIV/0!"},{"$error":"#DIV/0!"},372]
[null,372,null,null,null,null,null,null,null,null,null,null,null,null,null,null,null,null,null,null,null,null,null,null,null,null,null,null,null,null,null,null,null,null,null,null,null,null,null,null,null,null,null,null,null,null,null,null,null,null,null,null,null,null,null,null,null,null,null,null,null,null,null,null,null,null,null,null,null,null,null,null,null,{"$f":"INDEX('Fixture Descriptions'!A:K,MATCH('Inspection Form'!H376,'Fixture Descriptions'!A:A,0),8)","v":{"$error":"#N/A"}},{"$error":"#N/A"},null,{"$error":"#N/A"},1,null,null,null,{"$f":"IFERROR(IF(AND(INDEX(Inventory!CA:CA,MATCH('Inspection Form'!B376,Inventory!B:B,0))=\"Not Qualified\",INDEX(Inventory!L:L,MATCH('Inspection Form'!B376,Inventory!B:B,0))<>\"\",$Q$5<>\"Pre\"),0,BY376*BZ376), 0)","v":0},null,{"$error":"#DIV/0!"},{"$error":"#DIV/0!"},373]
[null,373,null,null,null,null,null,null,null,null,null,null,null,null,null,null,null,null,null,null,null,null,null,null,null,null,null,null,null,null,null,null,null,null,null,null,null,null,null,null,null,null,null,null,null,null,null,null,null,null,null,null,null,null,null,null,null,null,null,null,null,null,null,null,null,null,null,null,null,null,null,null,null,{"$f":"INDEX('Fixture Descriptions'!A:K,MATCH('Inspection Form'!H377,'Fixture Descriptions'!A:A,0),8)","v":{"$error":"#N/A"}},{"$error":"#N/A"},null,{"$error":"#N/A"},1,null,null,null,{"$f":"IFERROR(IF(AND(INDEX(Inventory!CA:CA,MATCH('Inspection Form'!B377,Inventory!B:B,0))=\"Not Qualified\",INDEX(Inventory!L:L,MATCH('Inspection Form'!B377,Inventory!B:B,0))<>\"\",$Q$5<>\"Pre\"),0,BY377*BZ377), 0)","v":0},null,{"$error":"#DIV/0!"},{"$error":"#DIV/0!"},374]
[null,374,null,null,null,null,null,null,null,null,null,null,null,null,null,null,null,null,null,null,null,null,null,null,null,null,null,null,null,null,null,null,null,null,null,null,null,null,null,null,null,null,null,null,null,null,null,null,null,null,null,null,null,null,null,null,null,null,null,null,null,null,null,null,null,null,null,null,null,null,null,null,null,{"$f":"INDEX('Fixture Descriptions'!A:K,MATCH('Inspection Form'!H378,'Fixture Descriptions'!A:A,0),8)","v":{"$error":"#N/A"}},{"$error":"#N/A"},null,{"$error":"#N/A"},1,null,null,null,{"$f":"IFERROR(IF(AND(INDEX(Inventory!CA:CA,MATCH('Inspection Form'!B378,Inventory!B:B,0))=\"Not Qualified\",INDEX(Inventory!L:L,MATCH('Inspection Form'!B378,Inventory!B:B,0))<>\"\",$Q$5<>\"Pre\"),0,BY378*BZ378), 0)","v":0},null,{"$error":"#DIV/0!"},{"$error":"#DIV/0!"},375]
[null,375,null,null,null,null,null,null,null,null,null,null,null,null,null,null,null,null,null,null,null,null,null,null,null,null,null,null,null,null,null,null,null,null,null,null,null,null,null,null,null,null,null,null,null,null,null,null,null,null,null,null,null,null,null,null,null,null,null,null,null,null,null,null,null,null,null,null,null,null,null,null,null,{"$f":"INDEX('Fixture Descriptions'!A:K,MATCH('Inspection Form'!H379,'Fixture Descriptions'!A:A,0),8)","v":{"$error":"#N/A"}},{"$error":"#N/A"},null,{"$error":"#N/A"},1,null,null,null,{"$f":"IFERROR(IF(AND(INDEX(Inventory!CA:CA,MATCH('Inspection Form'!B379,Inventory!B:B,0))=\"Not Qualified\",INDEX(Inventory!L:L,MATCH('Inspection Form'!B379,Inventory!B:B,0))<>\"\",$Q$5<>\"Pre\"),0,BY379*BZ379), 0)","v":0},null,{"$error":"#DIV/0!"},{"$error":"#DIV/0!"},376]
[null,376,null,null,null,null,null,null,null,null,null,null,null,null,null,null,null,null,null,null,null,null,null,null,null,null,null,null,null,null,null,null,null,null,null,null,null,null,null,null,null,null,null,null,null,null,null,null,null,null,null,null,null,null,null,null,null,null,null,null,null,null,null,null,null,null,null,null,null,null,null,null,null,{"$f":"INDEX('Fixture Descriptions'!A:K,MATCH('Inspection Form'!H380,'Fixture Descriptions'!A:A,0),8)","v":{"$error":"#N/A"}},{"$error":"#N/A"},null,{"$error":"#N/A"},1,null,null,null,{"$f":"IFERROR(IF(AND(INDEX(Inventory!CA:CA,MATCH('Inspection Form'!B380,Inventory!B:B,0))=\"Not Qualified\",INDEX(Inventory!L:L,MATCH('Inspection Form'!B380,Inventory!B:B,0))<>\"\",$Q$5<>\"Pre\"),0,BY380*BZ380), 0)","v":0},null,{"$error":"#DIV/0!"},{"$error":"#DIV/0!"},377]
[null,377,null,null,null,null,null,null,null,null,null,null,null,null,null,null,null,null,null,null,null,null,null,null,null,null,null,null,null,null,null,null,null,null,null,null,null,null,null,null,null,null,null,null,null,null,null,null,null,null,null,null,null,null,null,null,null,null,null,null,null,null,null,null,null,null,null,null,null,null,null,null,null,{"$f":"INDEX('Fixture Descriptions'!A:K,MATCH('Inspection Form'!H381,'Fixture Descriptions'!A:A,0),8)","v":{"$error":"#N/A"}},{"$error":"#N/A"},null,{"$error":"#N/A"},1,null,null,null,{"$f":"IFERROR(IF(AND(INDEX(Inventory!CA:CA,MATCH('Inspection Form'!B381,Inventory!B:B,0))=\"Not Qualified\",INDEX(Inventory!L:L,MATCH('Inspection Form'!B381,Inventory!B:B,0))<>\"\",$Q$5<>\"Pre\"),0,BY381*BZ381), 0)","v":0},null,{"$error":"#DIV/0!"},{"$error":"#DIV/0!"},378]
[null,378,null,null,null,null,null,null,null,null,null,null,null,null,null,null,null,null,null,null,null,null,null,null,null,null,null,null,null,null,null,null,null,null,null,null,null,null,null,null,null,null,null,null,null,null,null,null,null,null,null,null,null,null,null,null,null,null,null,null,null,null,null,null,null,null,null,null,null,null,null,null,null,{"$f":"INDEX('Fixture Descriptions'!A:K,MATCH('Inspection Form'!H382,'Fixture Descriptions'!A:A,0),8)","v":{"$error":"#N/A"}},{"$error":"#N/A"},null,{"$error":"#N/A"},1,null,null,null,{"$f":"IFERROR(IF(AND(INDEX(Inventory!CA:CA,MATCH('Inspection Form'!B382,Inventory!B:B,0))=\"Not Qualified\",INDEX(Inventory!L:L,MATCH('Inspection Form'!B382,Inventory!B:B,0))<>\"\",$Q$5<>\"Pre\"),0,BY382*BZ382), 0)","v":0},null,{"$error":"#DIV/0!"},{"$error":"#DIV/0!"},379]
[null,379,null,null,null,null,null,null,null,null,null,null,null,null,null,null,null,null,null,null,null,null,null,null,null,null,null,null,null,null,null,null,null,null,null,null,null,null,null,null,null,null,null,null,null,null,null,null,null,null,null,null,null,null,null,null,null,null,null,null,null,null,null,null,null,null,null,null,null,null,null,null,null,{"$f":"INDEX('Fixture Descriptions'!A:K,MATCH('Inspection Form'!H383,'Fixture Descriptions'!A:A,0),8)","v":{"$error":"#N/A"}},{"$error":"#N/A"},null,{"$error":"#N/A"},1,null,null,null,{"$f":"IFERROR(IF(AND(INDEX(Inventory!CA:CA,MATCH('Inspection Form'!B383,Inventory!B:B,0))=\"Not Qualified\",INDEX(Inventory!L:L,MATCH('Inspection Form'!B383,Inventory!B:B,0))<>\"\",$Q$5<>\"Pre\"),0,BY383*BZ383), 0)","v":0},null,{"$error":"#DIV/0!"},{"$error":"#DIV/0!"},380]
[null,380,null,null,null,null,null,null,null,null,null,null,null,null,null,null,null,null,null,null,null,null,null,null,null,null,null,null,null,null,null,null,null,null,null,null,null,null,null,null,null,null,null,null,null,null,null,null,null,null,null,null,null,null,null,null,null,null,null,null,null,null,null,null,null,null,null,null,null,null,null,null,null,{"$f":"INDEX('Fixture Descriptions'!A:K,MATCH('Inspection Form'!H384,'Fixture Descriptions'!A:A,0),8)","v":{"$error":"#N/A"}},{"$error":"#N/A"},null,{"$error":"#N/A"},1,null,null,null,{"$f":"IFERROR(IF(AND(INDEX(Inventory!CA:CA,MATCH('Inspection Form'!B384,Inventory!B:B,0))=\"Not Qualified\",INDEX(Inventory!L:L,MATCH('Inspection Form'!B384,Inventory!B:B,0))<>\"\",$Q$5<>\"Pre\"),0,BY384*BZ384), 0)","v":0},null,{"$error":"#DIV/0!"},{"$error":"#DIV/0!"},381]
[null,381,null,null,null,null,null,null,null,null,null,null,null,null,null,null,null,null,null,null,null,null,null,null,null,null,null,null,null,null,null,null,null,null,null,null,null,null,null,null,null,null,null,null,null,null,null,null,null,null,null,null,null,null,null,null,null,null,null,null,null,null,null,null,null,null,null,null,null,null,null,null,null,{"$f":"INDEX('Fixture Descriptions'!A:K,MATCH('Inspection Form'!H385,'Fixture Descriptions'!A:A,0),8)","v":{"$error":"#N/A"}},{"$error":"#N/A"},null,{"$error":"#N/A"},1,null,null,null,{"$f":"IFERROR(IF(AND(INDEX(Inventory!CA:CA,MATCH('Inspection Form'!B385,Inventory!B:B,0))=\"Not Qualified\",INDEX(Inventory!L:L,MATCH('Inspection Form'!B385,Inventory!B:B,0))<>\"\",$Q$5<>\"Pre\"),0,BY385*BZ385), 0)","v":0},null,{"$error":"#DIV/0!"},{"$error":"#DIV/0!"},382]
[null,382,null,null,null,null,null,null,null,null,null,null,null,null,null,null,null,null,null,null,null,null,null,null,null,null,null,null,null,null,null,null,null,null,null,null,null,null,null,null,null,null,null,null,null,null,null,null,null,null,null,null,null,null,null,null,null,null,null,null,null,null,null,null,null,null,null,null,null,null,null,null,null,{"$f":"INDEX('Fixture Descriptions'!A:K,MATCH('Inspection Form'!H386,'Fixture Descriptions'!A:A,0),8)","v":{"$error":"#N/A"}},{"$error":"#N/A"},null,{"$error":"#N/A"},1,null,null,null,{"$f":"IFERROR(IF(AND(INDEX(Inventory!CA:CA,MATCH('Inspection Form'!B386,Inventory!B:B,0))=\"Not Qualified\",INDEX(Inventory!L:L,MATCH('Inspection Form'!B386,Inventory!B:B,0))<>\"\",$Q$5<>\"Pre\"),0,BY386*BZ386), 0)","v":0},null,{"$error":"#DIV/0!"},{"$error":"#DIV/0!"},383]
[null,383,null,null,null,null,null,null,null,null,null,null,null,null,null,null,null,null,null,null,null,null,null,null,null,null,null,null,null,null,null,null,null,null,null,null,null,null,null,null,null,null,null,null,null,null,null,null,null,null,null,null,null,null,null,null,null,null,null,null,null,null,null,null,null,null,null,null,null,null,null,null,null,{"$f":"INDEX('Fixture Descriptions'!A:K,MATCH('Inspection Form'!H387,'Fixture Descriptions'!A:A,0),8)","v":{"$error":"#N/A"}},{"$error":"#N/A"},null,{"$error":"#N/A"},1,null,null,null,{"$f":"IFERROR(IF(AND(INDEX(Inventory!CA:CA,MATCH('Inspection Form'!B387,Inventory!B:B,0))=\"Not Qualified\",INDEX(Inventory!L:L,MATCH('Inspection Form'!B387,Inventory!B:B,0))<>\"\",$Q$5<>\"Pre\"),0,BY387*BZ387), 0)","v":0},null,{"$error":"#DIV/0!"},{"$error":"#DIV/0!"},384]
[null,384,null,null,null,null,null,null,null,null,null,null,null,null,null,null,null,null,null,null,null,null,null,null,null,null,null,null,null,null,null,null,null,null,null,null,null,null,null,null,null,null,null,null,null,null,null,null,null,null,null,null,null,null,null,null,null,null,null,null,null,null,null,null,null,null,null,null,null,null,null,null,null,{"$f":"INDEX('Fixture Descriptions'!A:K,MATCH('Inspection Form'!H388,'Fixture Descriptions'!A:A,0),8)","v":{"$error":"#N/A"}},{"$error":"#N/A"},null,{"$error":"#N/A"},1,null,null,null,{"$f":"IFERROR(IF(AND(INDEX(Inventory!CA:CA,MATCH('Inspection Form'!B388,Inventory!B:B,0))=\"Not Qualified\",INDEX(Inventory!L:L,MATCH('Inspection Form'!B388,Inventory!B:B,0))<>\"\",$Q$5<>\"Pre\"),0,BY388*BZ388), 0)","v":0},null,{"$error":"#DIV/0!"},{"$error":"#DIV/0!"},385]
[null,385,null,null,null,null,null,null,null,null,null,null,null,null,null,null,null,null,null,null,null,null,null,null,null,null,null,null,null,null,null,null,null,null,null,null,null,null,null,null,null,null,null,null,null,null,null,null,null,null,null,null,null,null,null,null,null,null,null,null,null,null,null,null,null,null,null,null,null,null,null,null,null,{"$f":"INDEX('Fixture Descriptions'!A:K,MATCH('Inspection Form'!H389,'Fixture Descriptions'!A:A,0),8)","v":{"$error":"#N/A"}},{"$f":"BV389*I389","v":{"$error":"#N/A"}},null,{"$error":"#N/A"},1,null,null,null,{"$f":"IFERROR(IF(AND(INDEX(Inventory!CA:CA,MATCH('Inspection Form'!B389,Inventory!B:B,0))=\"Not Qualified\",INDEX(Inventory!L:L,MATCH('Inspection Form'!B389,Inventory!B:B,0))<>\"\",$Q$5<>\"Pre\"),0,BY389*BZ389), 0)","v":0},null,{"$error":"#DIV/0!"},{"$error":"#DIV/0!"},386]
[null,386,null,null,null,null,null,null,null,null,null,null,null,null,null,null,null,null,null,null,null,null,null,null,null,null,null,null,null,null,null,null,null,null,null,null,null,null,null,null,null,null,null,null,null,null,null,null,null,null,null,null,null,null,null,null,null,null,null,null,null,null,null,null,null,null,null,null,null,null,null,null,null,{"$f":"INDEX('Fixture Descriptions'!A:K,MATCH('Inspection Form'!H390,'Fixture Descriptions'!A:A,0),8)","v":{"$error":"#N/A"}},{"$error":"#N/A"},null,{"$f":"BW390","v":{"$error":"#N/A"}},{"$f":"IF($U$3=\"All\", 1, IF(AND(C390=$U$3, H390=$U$4), 1, 0))","v":1},null,null,null,{"$f":"IFERROR(IF(AND(INDEX(Inventory!CA:CA,MATCH('Inspection Form'!B390,Inventory!B:B,0))=\"Not Qualified\",INDEX(Inventory!L:L,MATCH('Inspection Form'!B390,Inventory!B:B,0))<>\"\",$Q$5<>\"Pre\"),0,BY390*BZ390), 0)","v":0},null,{"$f":"CD390/$CE$5","v":{"$error":"#DIV/0!"}},{"$f":"CF390+CG389","v":{"$error":"#DIV/0!"}},387]
[null,387,null,null,null,null,null,null,null,null,null,null,null,null,null,null,null,null,null,null,null,null,null,null,null,null,null,null,null,null,null,null,null,null,null,null,null,null,null,null,null,null,null,null,null,null,null,null,null,null,null,null,null,null,null,null,null,null,null,null,null,null,null,null,null,null,null,null,null,null,null,null,null,{"$f":"INDEX('Fixture Descriptions'!A:K,MATCH('Inspection Form'!H391,'Fixture Descriptions'!A:A,0),8)","v":{"$error":"#N/A"}},{"$error":"#N/A"},null,{"$error":"#N/A"},1,null,null,null,{"$f":"IFERROR(IF(AND(INDEX(Inventory!CA:CA,MATCH('Inspection Form'!B391,Inventory!B:B,0))=\"Not Qualified\",INDEX(Inventory!L:L,MATCH('Inspection Form'!B391,Inventory!B:B,0))<>\"\",$Q$5<>\"Pre\"),0,BY391*BZ391), 0)","v":0},null,{"$error":"#DIV/0!"},{"$error":"#DIV/0!"},388]
[null,388,null,null,null,null,null,null,null,null,null,null,null,null,null,null,null,null,null,null,null,null,null,null,null,null,null,null,null,null,null,null,null,null,null,null,null,null,null,null,null,null,null,null,null,null,null,null,null,null,null,null,null,null,null,null,null,null,null,null,null,null,null,null,null,null,null,null,null,null,null,null,null,{"$f":"INDEX('Fixture Descriptions'!A:K,MATCH('Inspection Form'!H392,'Fixture Descriptions'!A:A,0),8)","v":{"$error":"#N/A"}},{"$error":"#N/A"},null,{"$error":"#N/A"},1,null,null,null,{"$f":"IFERROR(IF(AND(INDEX(Inventory!CA:CA,MATCH('Inspection Form'!B392,Inventory!B:B,0))=\"Not Qualified\",INDEX(Inventory!L:L,MATCH('Inspection Form'!B392,Inventory!B:B,0))<>\"\",$Q$5<>\"Pre\"),0,BY392*BZ392), 0)","v":0},null,{"$error":"#DIV/0!"},{"$error":"#DIV/0!"},389]
[null,389,null,null,null,null,null,null,null,null,null,null,null,null,null,null,null,null,null,null,null,null,null,null,null,null,null,null,null,null,null,null,null,null,null,null,null,null,null,null,null,null,null,null,null,null,null,null,null,null,null,null,null,null,null,null,null,null,null,null,null,null,null,null,null,null,null,null,null,null,null,null,null,{"$f":"INDEX('Fixture Descriptions'!A:K,MATCH('Inspection Form'!H393,'Fixture Descriptions'!A:A,0),8)","v":{"$error":"#N/A"}},{"$error":"#N/A"},null,{"$error":"#N/A"},1,null,null,null,{"$f":"IFERROR(IF(AND(INDEX(Inventory!CA:CA,MATCH('Inspection Form'!B393,Inventory!B:B,0))=\"Not Qualified\",INDEX(Inventory!L:L,MATCH('Inspection Form'!B393,Inventory!B:B,0))<>\"\",$Q$5<>\"Pre\"),0,BY393*BZ393), 0)","v":0},null,{"$error":"#DIV/0!"},{"$error":"#DIV/0!"},390]
[null,390,null,null,null,null,null,null,null,null,null,null,null,null,null,null,null,null,null,null,null,null,null,null,null,null,null,null,null,null,null,null,null,null,null,null,null,null,null,null,null,null,null,null,null,null,null,null,null,null,null,null,null,null,null,null,null,null,null,null,null,null,null,null,null,null,null,null,null,null,null,null,null,{"$f":"INDEX('Fixture Descriptions'!A:K,MATCH('Inspection Form'!H394,'Fixture Descriptions'!A:A,0),8)","v":{"$error":"#N/A"}},{"$error":"#N/A"},null,{"$error":"#N/A"},1,null,null,null,{"$f":"IFERROR(IF(AND(INDEX(Inventory!CA:CA,MATCH('Inspection Form'!B394,Inventory!B:B,0))=\"Not Qualified\",INDEX(Inventory!L:L,MATCH('Inspection Form'!B394,Inventory!B:B,0))<>\"\",$Q$5<>\"Pre\"),0,BY394*BZ394), 0)","v":0},null,{"$error":"#DIV/0!"},{"$error":"#DIV/0!"},391]
[null,391,null,null,null,null,null,null,null,null,null,null,null,null,null,null,null,null,null,null,null,null,null,null,null,null,null,null,null,null,null,null,null,null,null,null,null,null,null,null,null,null,null,null,null,null,null,null,null,null,null,null,null,null,null,null,null,null,null,null,null,null,null,null,null,null,null,null,null,null,null,null,null,{"$f":"INDEX('Fixture Descriptions'!A:K,MATCH('Inspection Form'!H395,'Fixture Descriptions'!A:A,0),8)","v":{"$error":"#N/A"}},{"$error":"#N/A"},null,{"$error":"#N/A"},1,null,null,null,{"$f":"IFERROR(IF(AND(INDEX(Inventory!CA:CA,MATCH('Inspection Form'!B395,Inventory!B:B,0))=\"Not Qualified\",INDEX(Inventory!L:L,MATCH('Inspection Form'!B395,Inventory!B:B,0))<>\"\",$Q$5<>\"Pre\"),0,BY395*BZ395), 0)","v":0},null,{"$error":"#DIV/0!"},{"$error":"#DIV/0!"},392]
[null,392,null,null,null,null,null,null,null,null,null,null,null,null,null,null,null,null,null,null,null,null,null,null,null,null,null,null,null,null,null,null,null,null,null,null,null,null,null,null,null,null,null,null,null,null,null,null,null,null,null,null,null,null,null,null,null,null,null,null,null,null,null,null,null,null,null,null,null,null,null,null,null,{"$f":"INDEX('Fixture Descriptions'!A:K,MATCH('Inspection Form'!H396,'Fixture Descriptions'!A:A,0),8)","v":{"$error":"#N/A"}},{"$error":"#N/A"},null,{"$error":"#N/A"},1,null,null,null,{"$f":"IFERROR(IF(AND(INDEX(Inventory!CA:CA,MATCH('Inspection Form'!B396,Inventory!B:B,0))=\"Not Qualified\",INDEX(Inventory!L:L,MATCH('Inspection Form'!B396,Inventory!B:B,0))<>\"\",$Q$5<>\"Pre\"),0,BY396*BZ396), 0)","v":0},null,{"$error":"#DIV/0!"},{"$error":"#DIV/0!"},393]
[null,393,null,null,null,null,null,null,null,null,null,null,null,null,null,null,null,null,null,null,null,null,null,null,null,null,null,null,null,null,null,null,null,null,null,null,null,null,null,null,null,null,null,null,null,null,null,null,null,null,null,null,null,null,null,null,null,null,null,null,null,null,null,null,null,null,null,null,null,null,null,null,null,{"$f":"INDEX('Fixture Descriptions'!A:K,MATCH('Inspection Form'!H397,'Fixture Descriptions'!A:A,0),8)","v":{"$error":"#N/A"}},{"$error":"#N/A"},null,{"$error":"#N/A"},1,null,null,null,{"$f":"IFERROR(IF(AND(INDEX(Inventory!CA:CA,MATCH('Inspection Form'!B397,Inventory!B:B,0))=\"Not Qualified\",INDEX(Inventory!L:L,MATCH('Inspection Form'!B397,Inventory!B:B,0))<>\"\",$Q$5<>\"Pre\"),0,BY397*BZ397), 0)","v":0},null,{"$error":"#DIV/0!"},{"$error":"#DIV/0!"},394]
[null,394,null,null,null,null,null,null,null,null,null,null,null,null,null,null,null,null,null,null,null,null,null,null,null,null,null,null,null,null,null,null,null,null,null,null,null,null,null,null,null,null,null,null,null,null,null,null,null,null,null,null,null,null,null,null,null,null,null,null,null,null,null,null,null,null,null,null,null,null,null,null,null,{"$f":"INDEX('Fixture Descriptions'!A:K,MATCH('Inspection Form'!H398,'Fixture Descriptions'!A:A,0),8)","v":{"$error":"#N/A"}},{"$error":"#N/A"},null,{"$error":"#N/A"},1,null,null,null,{"$f":"IFERROR(IF(AND(INDEX(Inventory!CA:CA,MATCH('Inspection Form'!B398,Inventory!B:B,0))=\"Not Qualified\",INDEX(Inventory!L:L,MATCH('Inspection Form'!B398,Inventory!B:B,0))<>\"\",$Q$5<>\"Pre\"),0,BY398*BZ398), 0)","v":0},null,{"$error":"#DIV/0!"},{"$error":"#DIV/0!"},395]
[null,395,null,null,null,null,null,null,null,null,null,null,null,null,null,null,null,null,null,null,null,null,null,null,null,null,null,null,null,null,null,null,null,null,null,null,null,null,null,null,null,null,null,null,null,null,null,null,null,null,null,null,null,null,null,null,null,null,null,null,null,null,null,null,null,null,null,null,null,null,null,null,null,{"$f":"INDEX('Fixture Descriptions'!A:K,MATCH('Inspection Form'!H399,'Fixture Descriptions'!A:A,0),8)","v":{"$error":"#N/A"}},{"$error":"#N/A"},null,{"$error":"#N/A"},1,null,null,null,{"$f":"IFERROR(IF(AND(INDEX(Inventory!CA:CA,MATCH('Inspection Form'!B399,Inventory!B:B,0))=\"Not Qualified\",INDEX(Inventory!L:L,MATCH('Inspection Form'!B399,Inventory!B:B,0))<>\"\",$Q$5<>\"Pre\"),0,BY399*BZ399), 0)","v":0},null,{"$error":"#DIV/0!"},{"$error":"#DIV/0!"},396]
[null,396,null,null,null,null,null,null,null,null,null,null,null,null,null,null,null,null,null,null,null,null,null,null,null,null,null,null,null,null,null,null,null,null,null,null,null,null,null,null,null,null,null,null,null,null,null,null,null,null,null,null,null,null,null,null,null,null,null,null,null,null,null,null,null,null,null,null,null,null,null,null,null,{"$f":"INDEX('Fixture Descriptions'!A:K,MATCH('Inspection Form'!H400,'Fixture Descriptions'!A:A,0),8)","v":{"$error":"#N/A"}},{"$error":"#N/A"},null,{"$error":"#N/A"},1,null,null,null,{"$f":"IFERROR(IF(AND(INDEX(Inventory!CA:CA,MATCH('Inspection Form'!B400,Inventory!B:B,0))=\"Not Qualified\",INDEX(Inventory!L:L,MATCH('Inspection Form'!B400,Inventory!B:B,0))<>\"\",$Q$5<>\"Pre\"),0,BY400*BZ400), 0)","v":0},null,{"$error":"#DIV/0!"},{"$error":"#DIV/0!"},397]
[null,397,null,null,null,null,null,null,null,null,null,null,null,null,null,null,null,null,null,null,null,null,null,null,null,null,null,null,null,null,null,null,null,null,null,null,null,null,null,null,null,null,null,null,null,null,null,null,null,null,null,null,null,null,null,null,null,null,null,null,null,null,null,null,null,null,null,null,null,null,null,null,null,{"$f":"INDEX('Fixture Descriptions'!A:K,MATCH('Inspection Form'!H401,'Fixture Descriptions'!A:A,0),8)","v":{"$error":"#N/A"}},{"$error":"#N/A"},null,{"$error":"#N/A"},1,null,null,null,{"$f":"IFERROR(IF(AND(INDEX(Inventory!CA:CA,MATCH('Inspection Form'!B401,Inventory!B:B,0))=\"Not Qualified\",INDEX(Inventory!L:L,MATCH('Inspection Form'!B401,Inventory!B:B,0))<>\"\",$Q$5<>\"Pre\"),0,BY401*BZ401), 0)","v":0},null,{"$error":"#DIV/0!"},{"$error":"#DIV/0!"},398]
[null,398,null,null,null,null,null,null,null,null,null,null,null,null,null,null,null,null,null,null,null,null,null,null,null,null,null,null,null,null,null,null,null,null,null,null,null,null,null,null,null,null,null,null,null,null,null,null,null,null,null,null,null,null,null,null,null,null,null,null,null,null,null,null,null,null,null,null,null,null,null,null,null,{"$f":"INDEX('Fixture Descriptions'!A:K,MATCH('Inspection Form'!H402,'Fixture Descriptions'!A:A,0),8)","v":{"$error":"#N/A"}},{"$error":"#N/A"},null,{"$error":"#N/A"},1,null,null,null,{"$f":"IFERROR(IF(AND(INDEX(Inventory!CA:CA,MATCH('Inspection Form'!B402,Inventory!B:B,0))=\"Not Qualified\",INDEX(Inventory!L:L,MATCH('Inspection Form'!B402,Inventory!B:B,0))<>\"\",$Q$5<>\"Pre\"),0,BY402*BZ402), 0)","v":0},null,{"$error":"#DIV/0!"},{"$error":"#DIV/0!"},399]
[null,399,null,null,null,null,null,null,null,null,null,null,null,null,null,null,null,null,null,null,null,null,null,null,null,null,null,null,null,null,null,null,null,null,null,null,null,null,null,null,null,null,null,null,null,null,null,null,null,null,null,null,null,null,null,null,null,null,null,null,null,null,null,null,null,null,null,null,null,null,null,null,null,{"$f":"INDEX('Fixture Descriptions'!A:K,MATCH('Inspection Form'!H403,'Fixture Descriptions'!A:A,0),8)","v":{"$error":"#N/A"}},{"$error":"#N/A"},null,{"$error":"#N/A"},1,null,null,null,{"$f":"IFERROR(IF(AND(INDEX(Inventory!CA:CA,MATCH('Inspection Form'!B403,Inventory!B:B,0))=\"Not Qualified\",INDEX(Inventory!L:L,MATCH('Inspection Form'!B403,Inventory!B:B,0))<>\"\",$Q$5<>\"Pre\"),0,BY403*BZ403), 0)","v":0},null,{"$error":"#DIV/0!"},{"$error":"#DIV/0!"},400]
[null,400,null,null,null,null,null,null,null,null,null,null,null,null,null,null,null,null,null,null,null,null,null,null,null,null,null,null,null,null,null,null,null,null,null,null,null,null,null,null,null,null,null,null,null,null,null,null,null,null,null,null,null,null,null,null,null,null,null,null,null,null,null,null,null,null,null,null,null,null,null,null,null,{"$f":"INDEX('Fixture Descriptions'!A:K,MATCH('Inspection Form'!H404,'Fixture Descriptions'!A:A,0),8)","v":{"$error":"#N/A"}},{"$error":"#N/A"},null,{"$error":"#N/A"},1,null,null,null,{"$f":"IFERROR(IF(AND(INDEX(Inventory!CA:CA,MATCH('Inspection Form'!B404,Inventory!B:B,0))=\"Not Qualified\",INDEX(Inventory!L:L,MATCH('Inspection Form'!B404,Inventory!B:B,0))<>\"\",$Q$5<>\"Pre\"),0,BY404*BZ404), 0)","v":0},null,{"$error":"#DIV/0!"},{"$error":"#DIV/0!"},401]
[null,401,null,null,null,null,null,null,null,null,null,null,null,null,null,null,null,null,null,null,null,null,null,null,null,null,null,null,null,null,null,null,null,null,null,null,null,null,null,null,null,null,null,null,null,null,null,null,null,null,null,null,null,null,null,null,null,null,null,null,null,null,null,null,null,null,null,null,null,null,null,null,null,{"$f":"INDEX('Fixture Descriptions'!A:K,MATCH('Inspection Form'!H405,'Fixture Descriptions'!A:A,0),8)","v":{"$error":"#N/A"}},{"$error":"#N/A"},null,{"$error":"#N/A"},1,null,null,null,{"$f":"IFERROR(IF(AND(INDEX(Inventory!CA:CA,MATCH('Inspection Form'!B405,Inventory!B:B,0))=\"Not Qualified\",INDEX(Inventory!L:L,MATCH('Inspection Form'!B405,Inventory!B:B,0))<>\"\",$Q$5<>\"Pre\"),0,BY405*BZ405), 0)","v":0},null,{"$error":"#DIV/0!"},{"$error":"#DIV/0!"},402]
[null,402,null,null,null,null,null,null,null,null,null,null,null,null,null,null,null,null,null,null,null,null,null,null,null,null,null,null,null,null,null,null,null,null,null,null,null,null,null,null,null,null,null,null,null,null,null,null,null,null,null,null,null,null,null,null,null,null,null,null,null,null,null,null,null,null,null,null,null,null,null,null,null,{"$f":"INDEX('Fixture Descriptions'!A:K,MATCH('Inspection Form'!H406,'Fixture Descriptions'!A:A,0),8)","v":{"$error":"#N/A"}},{"$error":"#N/A"},null,{"$error":"#N/A"},1,null,null,null,{"$f":"IFERROR(IF(AND(INDEX(Inventory!CA:CA,MATCH('Inspection Form'!B406,Inventory!B:B,0))=\"Not Qualified\",INDEX(Inventory!L:L,MATCH('Inspection Form'!B406,Inventory!B:B,0))<>\"\",$Q$5<>\"Pre\"),0,BY406*BZ406), 0)","v":0},null,{"$error":"#DIV/0!"},{"$error":"#DIV/0!"},403]
[null,403,null,null,null,null,null,null,null,null,null,null,null,null,null,null,null,null,null,null,null,null,null,null,null,null,null,null,null,null,null,null,null,null,null,null,null,null,null,null,null,null,null,null,null,null,null,null,null,null,null,null,null,null,null,null,null,null,null,null,null,null,null,null,null,null,null,null,null,null,null,null,null,{"$f":"INDEX('Fixture Descriptions'!A:K,MATCH('Inspection Form'!H407,'Fixture Descriptions'!A:A,0),8)","v":{"$error":"#N/A"}},{"$error":"#N/A"},null,{"$error":"#N/A"},1,null,null,null,{"$f":"IFERROR(IF(AND(INDEX(Inventory!CA:CA,MATCH('Inspection Form'!B407,Inventory!B:B,0))=\"Not Qualified\",INDEX(Inventory!L:L,MATCH('Inspection Form'!B407,Inventory!B:B,0))<>\"\",$Q$5<>\"Pre\"),0,BY407*BZ407), 0)","v":0},null,{"$error":"#DIV/0!"},{"$error":"#DIV/0!"},404]
[null,404,null,null,null,null,null,null,null,null,null,null,null,null,null,null,null,null,null,null,null,null,null,null,null,null,null,null,null,null,null,null,null,null,null,null,null,null,null,null,null,null,null,null,null,null,null,null,null,null,null,null,null,null,null,null,null,null,null,null,null,null,null,null,null,null,null,null,null,null,null,null,null,{"$f":"INDEX('Fixture Descriptions'!A:K,MATCH('Inspection Form'!H408,'Fixture Descriptions'!A:A,0),8)","v":{"$error":"#N/A"}},{"$error":"#N/A"},null,{"$error":"#N/A"},1,null,null,null,{"$f":"IFERROR(IF(AND(INDEX(Inventory!CA:CA,MATCH('Inspection Form'!B408,Inventory!B:B,0))=\"Not Qualified\",INDEX(Inventory!L:L,MATCH('Inspection Form'!B408,Inventory!B:B,0))<>\"\",$Q$5<>\"Pre\"),0,BY408*BZ408), 0)","v":0},null,{"$error":"#DIV/0!"},{"$error":"#DIV/0!"},405]
[null,405,null,null,null,null,null,null,null,null,null,null,null,null,null,null,null,null,null,null,null,null,null,null,null,null,null,null,null,null,null,null,null,null,null,null,null,null,null,null,null,null,null,null,null,null,null,null,null,null,null,null,null,null,null,null,null,null,null,null,null,null,null,null,null,null,null,null,null,null,null,null,null,{"$f":"INDEX('Fixture Descriptions'!A:K,MATCH('Inspection Form'!H409,'Fixture Descriptions'!A:A,0),8)","v":{"$error":"#N/A"}},{"$error":"#N/A"},null,{"$error":"#N/A"},1,null,null,null,{"$f":"IFERROR(IF(AND(INDEX(Inventory!CA:CA,MATCH('Inspection Form'!B409,Inventory!B:B,0))=\"Not Qualified\",INDEX(Inventory!L:L,MATCH('Inspection Form'!B409,Inventory!B:B,0))<>\"\",$Q$5<>\"Pre\"),0,BY409*BZ409), 0)","v":0},null,{"$error":"#DIV/0!"},{"$error":"#DIV/0!"},406]
[null,406,null,null,null,null,null,null,null,null,null,null,null,null,null,null,null,null,null,null,null,null,null,null,null,null,null,null,null,null,null,null,null,null,null,null,null,null,null,null,null,null,null,null,null,null,null,null,null,null,null,null,null,null,null,null,null,null,null,null,null,null,null,null,null,null,null,null,null,null,null,null,null,{"$f":"INDEX('Fixture Descriptions'!A:K,MATCH('Inspection Form'!H410,'Fixture Descriptions'!A:A,0),8)","v":{"$error":"#N/A"}},{"$error":"#N/A"},null,{"$error":"#N/A"},1,null,null,null,{"$f":"IFERROR(IF(AND(INDEX(Inventory!CA:CA,MATCH('Inspection Form'!B410,Inventory!B:B,0))=\"Not Qualified\",INDEX(Inventory!L:L,MATCH('Inspection Form'!B410,Inventory!B:B,0))<>\"\",$Q$5<>\"Pre\"),0,BY410*BZ410), 0)","v":0},null,{"$error":"#DIV/0!"},{"$error":"#DIV/0!"},407]
[null,407,null,null,null,null,null,null,null,null,null,null,null,null,null,null,null,null,null,null,null,null,null,null,null,null,null,null,null,null,null,null,null,null,null,null,null,null,null,null,null,null,null,null,null,null,null,null,null,null,null,null,null,null,null,null,null,null,null,null,null,null,null,null,null,null,null,null,null,null,null,null,null,{"$f":"INDEX('Fixture Descriptions'!A:K,MATCH('Inspection Form'!H411,'Fixture Descriptions'!A:A,0),8)","v":{"$error":"#N/A"}},{"$error":"#N/A"},null,{"$error":"#N/A"},1,null,null,null,{"$f":"IFERROR(IF(AND(INDEX(Inventory!CA:CA,MATCH('Inspection Form'!B411,Inventory!B:B,0))=\"Not Qualified\",INDEX(Inventory!L:L,MATCH('Inspection Form'!B411,Inventory!B:B,0))<>\"\",$Q$5<>\"Pre\"),0,BY411*BZ411), 0)","v":0},null,{"$error":"#DIV/0!"},{"$error":"#DIV/0!"},408]
[null,408,null,null,null,null,null,null,null,null,null,null,null,null,null,null,null,null,null,null,null,null,null,null,null,null,null,null,null,null,null,null,null,null,null,null,null,null,null,null,null,null,null,null,null,null,null,null,null,null,null,null,null,null,null,null,null,null,null,null,null,null,null,null,null,null,null,null,null,null,null,null,null,{"$f":"INDEX('Fixture Descriptions'!A:K,MATCH('Inspection Form'!H412,'Fixture Descriptions'!A:A,0),8)","v":{"$error":"#N/A"}},{"$error":"#N/A"},null,{"$error":"#N/A"},1,null,null,null,{"$f":"IFERROR(IF(AND(INDEX(Inventory!CA:CA,MATCH('Inspection Form'!B412,Inventory!B:B,0))=\"Not Qualified\",INDEX(Inventory!L:L,MATCH('Inspection Form'!B412,Inventory!B:B,0))<>\"\",$Q$5<>\"Pre\"),0,BY412*BZ412), 0)","v":0},null,{"$error":"#DIV/0!"},{"$error":"#DIV/0!"},409]
[null,409,null,null,null,null,null,null,null,null,null,null,null,null,null,null,null,null,null,null,null,null,null,null,null,null,null,null,null,null,null,null,null,null,null,null,null,null,null,null,null,null,null,null,null,null,null,null,null,null,null,null,null,null,null,null,null,null,null,null,null,null,null,null,null,null,null,null,null,null,null,null,null,{"$f":"INDEX('Fixture Descriptions'!A:K,MATCH('Inspection Form'!H413,'Fixture Descriptions'!A:A,0),8)","v":{"$error":"#N/A"}},{"$error":"#N/A"},null,{"$error":"#N/A"},1,null,null,null,{"$f":"IFERROR(IF(AND(INDEX(Inventory!CA:CA,MATCH('Inspection Form'!B413,Inventory!B:B,0))=\"Not Qualified\",INDEX(Inventory!L:L,MATCH('Inspection Form'!B413,Inventory!B:B,0))<>\"\",$Q$5<>\"Pre\"),0,BY413*BZ413), 0)","v":0},null,{"$error":"#DIV/0!"},{"$error":"#DIV/0!"},410]
[null,410,null,null,null,null,null,null,null,null,null,null,null,null,null,null,null,null,null,null,null,null,null,null,null,null,null,null,null,null,null,null,null,null,null,null,null,null,null,null,null,null,null,null,null,null,null,null,null,null,null,null,null,null,null,null,null,null,null,null,null,null,null,null,null,null,null,null,null,null,null,null,null,{"$f":"INDEX('Fixture Descriptions'!A:K,MATCH('Inspection Form'!H414,'Fixture Descriptions'!A:A,0),8)","v":{"$error":"#N/A"}},{"$error":"#N/A"},null,{"$error":"#N/A"},1,null,null,null,{"$f":"IFERROR(IF(AND(INDEX(Inventory!CA:CA,MATCH('Inspection Form'!B414,Inventory!B:B,0))=\"Not Qualified\",INDEX(Inventory!L:L,MATCH('Inspection Form'!B414,Inventory!B:B,0))<>\"\",$Q$5<>\"Pre\"),0,BY414*BZ414), 0)","v":0},null,{"$error":"#DIV/0!"},{"$error":"#DIV/0!"},411]
[null,411,null,null,null,null,null,null,null,null,null,null,null,null,null,null,null,null,null,null,null,null,null,null,null,null,null,null,null,null,null,null,null,null,null,null,null,null,null,null,null,null,null,null,null,null,null,null,null,null,null,null,null,null,null,null,null,null,null,null,null,null,null,null,null,null,null,null,null,null,null,null,null,{"$f":"INDEX('Fixture Descriptions'!A:K,MATCH('Inspection Form'!H415,'Fixture Descriptions'!A:A,0),8)","v":{"$error":"#N/A"}},{"$error":"#N/A"},null,{"$error":"#N/A"},1,null,null,null,{"$f":"IFERROR(IF(AND(INDEX(Inventory!CA:CA,MATCH('Inspection Form'!B415,Inventory!B:B,0))=\"Not Qualified\",INDEX(Inventory!L:L,MATCH('Inspection Form'!B415,Inventory!B:B,0))<>\"\",$Q$5<>\"Pre\"),0,BY415*BZ415), 0)","v":0},null,{"$error":"#DIV/0!"},{"$error":"#DIV/0!"},412]
[null,412,null,null,null,null,null,null,null,null,null,null,null,null,null,null,null,null,null,null,null,null,null,null,null,null,null,null,null,null,null,null,null,null,null,null,null,null,null,null,null,null,null,null,null,null,null,null,null,null,null,null,null,null,null,null,null,null,null,null,null,null,null,null,null,null,null,null,null,null,null,null,null,{"$f":"INDEX('Fixture Descriptions'!A:K,MATCH('Inspection Form'!H416,'Fixture Descriptions'!A:A,0),8)","v":{"$error":"#N/A"}},{"$error":"#N/A"},null,{"$error":"#N/A"},1,null,null,null,{"$f":"IFERROR(IF(AND(INDEX(Inventory!CA:CA,MATCH('Inspection Form'!B416,Inventory!B:B,0))=\"Not Qualified\",INDEX(Inventory!L:L,MATCH('Inspection Form'!B416,Inventory!B:B,0))<>\"\",$Q$5<>\"Pre\"),0,BY416*BZ416), 0)","v":0},null,{"$error":"#DIV/0!"},{"$error":"#DIV/0!"},413]
[null,413,null,null,null,null,null,null,null,null,null,null,null,null,null,null,null,null,null,null,null,null,null,null,null,null,null,null,null,null,null,null,null,null,null,null,null,null,null,null,null,null,null,null,null,null,null,null,null,null,null,null,null,null,null,null,null,null,null,null,null,null,null,null,null,null,null,null,null,null,null,null,null,{"$f":"INDEX('Fixture Descriptions'!A:K,MATCH('Inspection Form'!H417,'Fixture Descriptions'!A:A,0),8)","v":{"$error":"#N/A"}},{"$error":"#N/A"},null,{"$error":"#N/A"},1,null,null,null,{"$f":"IFERROR(IF(AND(INDEX(Inventory!CA:CA,MATCH('Inspection Form'!B417,Inventory!B:B,0))=\"Not Qualified\",INDEX(Inventory!L:L,MATCH('Inspection Form'!B417,Inventory!B:B,0))<>\"\",$Q$5<>\"Pre\"),0,BY417*BZ417), 0)","v":0},null,{"$error":"#DIV/0!"},{"$error":"#DIV/0!"},414]
[null,414,null,null,null,null,null,null,null,null,null,null,null,null,null,null,null,null,null,null,null,null,null,null,null,null,null,null,null,null,null,null,null,null,null,null,null,null,null,null,null,null,null,null,null,null,null,null,null,null,null,null,null,null,null,null,null,null,null,null,null,null,null,null,null,null,null,null,null,null,null,null,null,{"$f":"INDEX('Fixture Descriptions'!A:K,MATCH('Inspection Form'!H418,'Fixture Descriptions'!A:A,0),8)","v":{"$error":"#N/A"}},{"$error":"#N/A"},null,{"$error":"#N/A"},1,null,null,null,{"$f":"IFERROR(IF(AND(INDEX(Inventory!CA:CA,MATCH('Inspection Form'!B418,Inventory!B:B,0))=\"Not Qualified\",INDEX(Inventory!L:L,MATCH('Inspection Form'!B418,Inventory!B:B,0))<>\"\",$Q$5<>\"Pre\"),0,BY418*BZ418), 0)","v":0},null,{"$error":"#DIV/0!"},{"$error":"#DIV/0!"},415]
[null,415,null,null,null,null,null,null,null,null,null,null,null,null,null,null,null,null,null,null,null,null,null,null,null,null,null,null,null,null,null,null,null,null,null,null,null,null,null,null,null,null,null,null,null,null,null,null,null,null,null,null,null,null,null,null,null,null,null,null,null,null,null,null,null,null,null,null,null,null,null,null,null,{"$f":"INDEX('Fixture Descriptions'!A:K,MATCH('Inspection Form'!H419,'Fixture Descriptions'!A:A,0),8)","v":{"$error":"#N/A"}},{"$error":"#N/A"},null,{"$error":"#N/A"},1,null,null,null,{"$f":"IFERROR(IF(AND(INDEX(Inventory!CA:CA,MATCH('Inspection Form'!B419,Inventory!B:B,0))=\"Not Qualified\",INDEX(Inventory!L:L,MATCH('Inspection Form'!B419,Inventory!B:B,0))<>\"\",$Q$5<>\"Pre\"),0,BY419*BZ419), 0)","v":0},null,{"$error":"#DIV/0!"},{"$error":"#DIV/0!"},416]
[null,416,null,null,null,null,null,null,null,null,null,null,null,null,null,null,null,null,null,null,null,null,null,null,null,null,null,null,null,null,null,null,null,null,null,null,null,null,null,null,null,null,null,null,null,null,null,null,null,null,null,null,null,null,null,null,null,null,null,null,null,null,null,null,null,null,null,null,null,null,null,null,null,{"$f":"INDEX('Fixture Descriptions'!A:K,MATCH('Inspection Form'!H420,'Fixture Descriptions'!A:A,0),8)","v":{"$error":"#N/A"}},{"$error":"#N/A"},null,{"$error":"#N/A"},1,null,null,null,{"$f":"IFERROR(IF(AND(INDEX(Inventory!CA:CA,MATCH('Inspection Form'!B420,Inventory!B:B,0))=\"Not Qualified\",INDEX(Inventory!L:L,MATCH('Inspection Form'!B420,Inventory!B:B,0))<>\"\",$Q$5<>\"Pre\"),0,BY420*BZ420), 0)","v":0},null,{"$error":"#DIV/0!"},{"$error":"#DIV/0!"},417]
[null,417,null,null,null,null,null,null,null,null,null,null,null,null,null,null,null,null,null,null,null,null,null,null,null,null,null,null,null,null,null,null,null,null,null,null,null,null,null,null,null,null,null,null,null,null,null,null,null,null,null,null,null,null,null,null,null,null,null,null,null,null,null,null,null,null,null,null,null,null,null,null,null,{"$f":"INDEX('Fixture Descriptions'!A:K,MATCH('Inspection Form'!H421,'Fixture Descriptions'!A:A,0),8)","v":{"$error":"#N/A"}},{"$error":"#N/A"},null,{"$error":"#N/A"},1,null,null,null,{"$f":"IFERROR(IF(AND(INDEX(Inventory!CA:CA,MATCH('Inspection Form'!B421,Inventory!B:B,0))=\"Not Qualified\",INDEX(Inventory!L:L,MATCH('Inspection Form'!B421,Inventory!B:B,0))<>\"\",$Q$5<>\"Pre\"),0,BY421*BZ421), 0)","v":0},null,{"$error":"#DIV/0!"},{"$error":"#DIV/0!"},418]
[null,418,null,null,null,null,null,null,null,null,null,null,null,null,null,null,null,null,null,null,null,null,null,null,null,null,null,null,null,null,null,null,null,null,null,null,null,null,null,null,null,null,null,null,null,null,null,null,null,null,null,null,null,null,null,null,null,null,null,null,null,null,null,null,null,null,null,null,null,null,null,null,null,{"$f":"INDEX('Fixture Descriptions'!A:K,MATCH('Inspection Form'!H422,'Fixture Descriptions'!A:A,0),8)","v":{"$error":"#N/A"}},{"$error":"#N/A"},null,{"$error":"#N/A"},1,null,null,null,{"$f":"IFERROR(IF(AND(INDEX(Inventory!CA:CA,MATCH('Inspection Form'!B422,Inventory!B:B,0))=\"Not Qualified\",INDEX(Inventory!L:L,MATCH('Inspection Form'!B422,Inventory!B:B,0))<>\"\",$Q$5<>\"Pre\"),0,BY422*BZ422), 0)","v":0},null,{"$error":"#DIV/0!"},{"$error":"#DIV/0!"},419]
[null,419,null,null,null,null,null,null,null,null,null,null,null,null,null,null,null,null,null,null,null,null,null,null,null,null,null,null,null,null,null,null,null,null,null,null,null,null,null,null,null,null,null,null,null,null,null,null,null,null,null,null,null,null,null,null,null,null,null,null,null,null,null,null,null,null,null,null,null,null,null,null,null,{"$f":"INDEX('Fixture Descriptions'!A:K,MATCH('Inspection Form'!H423,'Fixture Descriptions'!A:A,0),8)","v":{"$error":"#N/A"}},{"$error":"#N/A"},null,{"$error":"#N/A"},1,null,null,null,{"$f":"IFERROR(IF(AND(INDEX(Inventory!CA:CA,MATCH('Inspection Form'!B423,Inventory!B:B,0))=\"Not Qualified\",INDEX(Inventory!L:L,MATCH('Inspection Form'!B423,Inventory!B:B,0))<>\"\",$Q$5<>\"Pre\"),0,BY423*BZ423), 0)","v":0},null,{"$error":"#DIV/0!"},{"$error":"#DIV/0!"},420]
[null,420,null,null,null,null,null,null,null,null,null,null,null,null,null,null,null,null,null,null,null,null,null,null,null,null,null,null,null,null,null,null,null,null,null,null,null,null,null,null,null,null,null,null,null,null,null,null,null,null,null,null,null,null,null,null,null,null,null,null,null,null,null,null,null,null,null,null,null,null,null,null,null,{"$f":"INDEX('Fixture Descriptions'!A:K,MATCH('Inspection Form'!H424,'Fixture Descriptions'!A:A,0),8)","v":{"$error":"#N/A"}},{"$error":"#N/A"},null,{"$error":"#N/A"},1,null,null,null,{"$f":"IFERROR(IF(AND(INDEX(Inventory!CA:CA,MATCH('Inspection Form'!B424,Inventory!B:B,0))=\"Not Qualified\",INDEX(Inventory!L:L,MATCH('Inspection Form'!B424,Inventory!B:B,0))<>\"\",$Q$5<>\"Pre\"),0,BY424*BZ424), 0)","v":0},null,{"$error":"#DIV/0!"},{"$error":"#DIV/0!"},421]
[null,421,null,null,null,null,null,null,null,null,null,null,null,null,null,null,null,null,null,null,null,null,null,null,null,null,null,null,null,null,null,null,null,null,null,null,null,null,null,null,null,null,null,null,null,null,null,null,null,null,null,null,null,null,null,null,null,null,null,null,null,null,null,null,null,null,null,null,null,null,null,null,null,{"$f":"INDEX('Fixture Descriptions'!A:K,MATCH('Inspection Form'!H425,'Fixture Descriptions'!A:A,0),8)","v":{"$error":"#N/A"}},{"$error":"#N/A"},null,{"$error":"#N/A"},1,null,null,null,{"$f":"IFERROR(IF(AND(INDEX(Inventory!CA:CA,MATCH('Inspection Form'!B425,Inventory!B:B,0))=\"Not Qualified\",INDEX(Inventory!L:L,MATCH('Inspection Form'!B425,Inventory!B:B,0))<>\"\",$Q$5<>\"Pre\"),0,BY425*BZ425), 0)","v":0},null,{"$error":"#DIV/0!"},{"$error":"#DIV/0!"},422]
[null,422,null,null,null,null,null,null,null,null,null,null,null,null,null,null,null,null,null,null,null,null,null,null,null,null,null,null,null,null,null,null,null,null,null,null,null,null,null,null,null,null,null,null,null,null,null,null,null,null,null,null,null,null,null,null,null,null,null,null,null,null,null,null,null,null,null,null,null,null,null,null,null,{"$f":"INDEX('Fixture Descriptions'!A:K,MATCH('Inspection Form'!H426,'Fixture Descriptions'!A:A,0),8)","v":{"$error":"#N/A"}},{"$error":"#N/A"},null,{"$error":"#N/A"},1,null,null,null,{"$f":"IFERROR(IF(AND(INDEX(Inventory!CA:CA,MATCH('Inspection Form'!B426,Inventory!B:B,0))=\"Not Qualified\",INDEX(Inventory!L:L,MATCH('Inspection Form'!B426,Inventory!B:B,0))<>\"\",$Q$5<>\"Pre\"),0,BY426*BZ426), 0)","v":0},null,{"$error":"#DIV/0!"},{"$error":"#DIV/0!"},423]
[null,423,null,null,null,null,null,null,null,null,null,null,null,null,null,null,null,null,null,null,null,null,null,null,null,null,null,null,null,null,null,null,null,null,null,null,null,null,null,null,null,null,null,null,null,null,null,null,null,null,null,null,null,null,null,null,null,null,null,null,null,null,null,null,null,null,null,null,null,null,null,null,null,{"$f":"INDEX('Fixture Descriptions'!A:K,MATCH('Inspection Form'!H427,'Fixture Descriptions'!A:A,0),8)","v":{"$error":"#N/A"}},{"$error":"#N/A"},null,{"$error":"#N/A"},1,null,null,null,{"$f":"IFERROR(IF(AND(INDEX(Inventory!CA:CA,MATCH('Inspection Form'!B427,Inventory!B:B,0))=\"Not Qualified\",INDEX(Inventory!L:L,MATCH('Inspection Form'!B427,Inventory!B:B,0))<>\"\",$Q$5<>\"Pre\"),0,BY427*BZ427), 0)","v":0},null,{"$error":"#DIV/0!"},{"$error":"#DIV/0!"},424]
[null,424,null,null,null,null,null,null,null,null,null,null,null,null,null,null,null,null,null,null,null,null,null,null,null,null,null,null,null,null,null,null,null,null,null,null,null,null,null,null,null,null,null,null,null,null,null,null,null,null,null,null,null,null,null,null,null,null,null,null,null,null,null,null,null,null,null,null,null,null,null,null,null,{"$f":"INDEX('Fixture Descriptions'!A:K,MATCH('Inspection Form'!H428,'Fixture Descriptions'!A:A,0),8)","v":{"$error":"#N/A"}},{"$error":"#N/A"},null,{"$error":"#N/A"},1,null,null,null,{"$f":"IFERROR(IF(AND(INDEX(Inventory!CA:CA,MATCH('Inspection Form'!B428,Inventory!B:B,0))=\"Not Qualified\",INDEX(Inventory!L:L,MATCH('Inspection Form'!B428,Inventory!B:B,0))<>\"\",$Q$5<>\"Pre\"),0,BY428*BZ428), 0)","v":0},null,{"$error":"#DIV/0!"},{"$error":"#DIV/0!"},425]
[null,425,null,null,null,null,null,null,null,null,null,null,null,null,null,null,null,null,null,null,null,null,null,null,null,null,null,null,null,null,null,null,null,null,null,null,null,null,null,null,null,null,null,null,null,null,null,null,null,null,null,null,null,null,null,null,null,null,null,null,null,null,null,null,null,null,null,null,null,null,null,null,null,{"$f":"INDEX('Fixture Descriptions'!A:K,MATCH('Inspection Form'!H429,'Fixture Descriptions'!A:A,0),8)","v":{"$error":"#N/A"}},{"$error":"#N/A"},null,{"$error":"#N/A"},1,null,null,null,{"$f":"IFERROR(IF(AND(INDEX(Inventory!CA:CA,MATCH('Inspection Form'!B429,Inventory!B:B,0))=\"Not Qualified\",INDEX(Inventory!L:L,MATCH('Inspection Form'!B429,Inventory!B:B,0))<>\"\",$Q$5<>\"Pre\"),0,BY429*BZ429), 0)","v":0},null,{"$error":"#DIV/0!"},{"$error":"#DIV/0!"},426]
[null,426,null,null,null,null,null,null,null,null,null,null,null,null,null,null,null,null,null,null,null,null,null,null,null,null,null,null,null,null,null,null,null,null,null,null,null,null,null,null,null,null,null,null,null,null,null,null,null,null,null,null,null,null,null,null,null,null,null,null,null,null,null,null,null,null,null,null,null,null,null,null,null,{"$f":"INDEX('Fixture Descriptions'!A:K,MATCH('Inspection Form'!H430,'Fixture Descriptions'!A:A,0),8)","v":{"$error":"#N/A"}},{"$error":"#N/A"},null,{"$error":"#N/A"},1,null,null,null,{"$f":"IFERROR(IF(AND(INDEX(Inventory!CA:CA,MATCH('Inspection Form'!B430,Inventory!B:B,0))=\"Not Qualified\",INDEX(Inventory!L:L,MATCH('Inspection Form'!B430,Inventory!B:B,0))<>\"\",$Q$5<>\"Pre\"),0,BY430*BZ430), 0)","v":0},null,{"$error":"#DIV/0!"},{"$error":"#DIV/0!"},427]
[null,427,null,null,null,null,null,null,null,null,null,null,null,null,null,null,null,null,null,null,null,null,null,null,null,null,null,null,null,null,null,null,null,null,null,null,null,null,null,null,null,null,null,null,null,null,null,null,null,null,null,null,null,null,null,null,null,null,null,null,null,null,null,null,null,null,null,null,null,null,null,null,null,{"$f":"INDEX('Fixture Descriptions'!A:K,MATCH('Inspection Form'!H431,'Fixture Descriptions'!A:A,0),8)","v":{"$error":"#N/A"}},{"$error":"#N/A"},null,{"$error":"#N/A"},1,null,null,null,{"$f":"IFERROR(IF(AND(INDEX(Inventory!CA:CA,MATCH('Inspection Form'!B431,Inventory!B:B,0))=\"Not Qualified\",INDEX(Inventory!L:L,MATCH('Inspection Form'!B431,Inventory!B:B,0))<>\"\",$Q$5<>\"Pre\"),0,BY431*BZ431), 0)","v":0},null,{"$error":"#DIV/0!"},{"$error":"#DIV/0!"},428]
[null,428,null,null,null,null,null,null,null,null,null,null,null,null,null,null,null,null,null,null,null,null,null,null,null,null,null,null,null,null,null,null,null,null,null,null,null,null,null,null,null,null,null,null,null,null,null,null,null,null,null,null,null,null,null,null,null,null,null,null,null,null,null,null,null,null,null,null,null,null,null,null,null,{"$f":"INDEX('Fixture Descriptions'!A:K,MATCH('Inspection Form'!H432,'Fixture Descriptions'!A:A,0),8)","v":{"$error":"#N/A"}},{"$error":"#N/A"},null,{"$error":"#N/A"},1,null,null,null,{"$f":"IFERROR(IF(AND(INDEX(Inventory!CA:CA,MATCH('Inspection Form'!B432,Inventory!B:B,0))=\"Not Qualified\",INDEX(Inventory!L:L,MATCH('Inspection Form'!B432,Inventory!B:B,0))<>\"\",$Q$5<>\"Pre\"),0,BY432*BZ432), 0)","v":0},null,{"$error":"#DIV/0!"},{"$error":"#DIV/0!"},429]
[null,429,null,null,null,null,null,null,null,null,null,null,null,null,null,null,null,null,null,null,null,null,null,null,null,null,null,null,null,null,null,null,null,null,null,null,null,null,null,null,null,null,null,null,null,null,null,null,null,null,null,null,null,null,null,null,null,null,null,null,null,null,null,null,null,null,null,null,null,null,null,null,null,{"$f":"INDEX('Fixture Descriptions'!A:K,MATCH('Inspection Form'!H433,'Fixture Descriptions'!A:A,0),8)","v":{"$error":"#N/A"}},{"$error":"#N/A"},null,{"$error":"#N/A"},1,null,null,null,{"$f":"IFERROR(IF(AND(INDEX(Inventory!CA:CA,MATCH('Inspection Form'!B433,Inventory!B:B,0))=\"Not Qualified\",INDEX(Inventory!L:L,MATCH('Inspection Form'!B433,Inventory!B:B,0))<>\"\",$Q$5<>\"Pre\"),0,BY433*BZ433), 0)","v":0},null,{"$error":"#DIV/0!"},{"$error":"#DIV/0!"},430]
[null,430,null,null,null,null,null,null,null,null,null,null,null,null,null,null,null,null,null,null,null,null,null,null,null,null,null,null,null,null,null,null,null,null,null,null,null,null,null,null,null,null,null,null,null,null,null,null,null,null,null,null,null,null,null,null,null,null,null,null,null,null,null,null,null,null,null,null,null,null,null,null,null,{"$f":"INDEX('Fixture Descriptions'!A:K,MATCH('Inspection Form'!H434,'Fixture Descriptions'!A:A,0),8)","v":{"$error":"#N/A"}},{"$error":"#N/A"},null,{"$error":"#N/A"},1,null,null,null,{"$f":"IFERROR(IF(AND(INDEX(Inventory!CA:CA,MATCH('Inspection Form'!B434,Inventory!B:B,0))=\"Not Qualified\",INDEX(Inventory!L:L,MATCH('Inspection Form'!B434,Inventory!B:B,0))<>\"\",$Q$5<>\"Pre\"),0,BY434*BZ434), 0)","v":0},null,{"$error":"#DIV/0!"},{"$error":"#DIV/0!"},431]
[null,431,null,null,null,null,null,null,null,null,null,null,null,null,null,null,null,null,null,null,null,null,null,null,null,null,null,null,null,null,null,null,null,null,null,null,null,null,null,null,null,null,null,null,null,null,null,null,null,null,null,null,null,null,null,null,null,null,null,null,null,null,null,null,null,null,null,null,null,null,null,null,null,{"$f":"INDEX('Fixture Descriptions'!A:K,MATCH('Inspection Form'!H435,'Fixture Descriptions'!A:A,0),8)","v":{"$error":"#N/A"}},{"$error":"#N/A"},null,{"$error":"#N/A"},1,null,null,null,{"$f":"IFERROR(IF(AND(INDEX(Inventory!CA:CA,MATCH('Inspection Form'!B435,Inventory!B:B,0))=\"Not Qualified\",INDEX(Inventory!L:L,MATCH('Inspection Form'!B435,Inventory!B:B,0))<>\"\",$Q$5<>\"Pre\"),0,BY435*BZ435), 0)","v":0},null,{"$error":"#DIV/0!"},{"$error":"#DIV/0!"},432]
[null,432,null,null,null,null,null,null,null,null,null,null,null,null,null,null,null,null,null,null,null,null,null,null,null,null,null,null,null,null,null,null,null,null,null,null,null,null,null,null,null,null,null,null,null,null,null,null,null,null,null,null,null,null,null,null,null,null,null,null,null,null,null,null,null,null,null,null,null,null,null,null,null,{"$f":"INDEX('Fixture Descriptions'!A:K,MATCH('Inspection Form'!H436,'Fixture Descriptions'!A:A,0),8)","v":{"$error":"#N/A"}},{"$error":"#N/A"},null,{"$error":"#N/A"},1,null,null,null,{"$f":"IFERROR(IF(AND(INDEX(Inventory!CA:CA,MATCH('Inspection Form'!B436,Inventory!B:B,0))=\"Not Qualified\",INDEX(Inventory!L:L,MATCH('Inspection Form'!B436,Inventory!B:B,0))<>\"\",$Q$5<>\"Pre\"),0,BY436*BZ436), 0)","v":0},null,{"$error":"#DIV/0!"},{"$error":"#DIV/0!"},433]
[null,433,null,null,null,null,null,null,null,null,null,null,null,null,null,null,null,null,null,null,null,null,null,null,null,null,null,null,null,null,null,null,null,null,null,null,null,null,null,null,null,null,null,null,null,null,null,null,null,null,null,null,null,null,null,null,null,null,null,null,null,null,null,null,null,null,null,null,null,null,null,null,null,{"$f":"INDEX('Fixture Descriptions'!A:K,MATCH('Inspection Form'!H437,'Fixture Descriptions'!A:A,0),8)","v":{"$error":"#N/A"}},{"$error":"#N/A"},null,{"$error":"#N/A"},1,null,null,null,{"$f":"IFERROR(IF(AND(INDEX(Inventory!CA:CA,MATCH('Inspection Form'!B437,Inventory!B:B,0))=\"Not Qualified\",INDEX(Inventory!L:L,MATCH('Inspection Form'!B437,Inventory!B:B,0))<>\"\",$Q$5<>\"Pre\"),0,BY437*BZ437), 0)","v":0},null,{"$error":"#DIV/0!"},{"$error":"#DIV/0!"},434]
[null,434,null,null,null,null,null,null,null,null,null,null,null,null,null,null,null,null,null,null,null,null,null,null,null,null,null,null,null,null,null,null,null,null,null,null,null,null,null,null,null,null,null,null,null,null,null,null,null,null,null,null,null,null,null,null,null,null,null,null,null,null,null,null,null,null,null,null,null,null,null,null,null,{"$f":"INDEX('Fixture Descriptions'!A:K,MATCH('Inspection Form'!H438,'Fixture Descriptions'!A:A,0),8)","v":{"$error":"#N/A"}},{"$error":"#N/A"},null,{"$error":"#N/A"},1,null,null,null,{"$f":"IFERROR(IF(AND(INDEX(Inventory!CA:CA,MATCH('Inspection Form'!B438,Inventory!B:B,0))=\"Not Qualified\",INDEX(Inventory!L:L,MATCH('Inspection Form'!B438,Inventory!B:B,0))<>\"\",$Q$5<>\"Pre\"),0,BY438*BZ438), 0)","v":0},null,{"$error":"#DIV/0!"},{"$error":"#DIV/0!"},435]
[null,435,null,null,null,null,null,null,null,null,null,null,null,null,null,null,null,null,null,null,null,null,null,null,null,null,null,null,null,null,null,null,null,null,null,null,null,null,null,null,null,null,null,null,null,null,null,null,null,null,null,null,null,null,null,null,null,null,null,null,null,null,null,null,null,null,null,null,null,null,null,null,null,{"$f":"INDEX('Fixture Descriptions'!A:K,MATCH('Inspection Form'!H439,'Fixture Descriptions'!A:A,0),8)","v":{"$error":"#N/A"}},{"$error":"#N/A"},null,{"$error":"#N/A"},1,null,null,null,{"$f":"IFERROR(IF(AND(INDEX(Inventory!CA:CA,MATCH('Inspection Form'!B439,Inventory!B:B,0))=\"Not Qualified\",INDEX(Inventory!L:L,MATCH('Inspection Form'!B439,Inventory!B:B,0))<>\"\",$Q$5<>\"Pre\"),0,BY439*BZ439), 0)","v":0},null,{"$error":"#DIV/0!"},{"$error":"#DIV/0!"},436]
[null,436,null,null,null,null,null,null,null,null,null,null,null,null,null,null,null,null,null,null,null,null,null,null,null,null,null,null,null,null,null,null,null,null,null,null,null,null,null,null,null,null,null,null,null,null,null,null,null,null,null,null,null,null,null,null,null,null,null,null,null,null,null,null,null,null,null,null,null,null,null,null,null,{"$f":"INDEX('Fixture Descriptions'!A:K,MATCH('Inspection Form'!H440,'Fixture Descriptions'!A:A,0),8)","v":{"$error":"#N/A"}},{"$error":"#N/A"},null,{"$error":"#N/A"},1,null,null,null,{"$f":"IFERROR(IF(AND(INDEX(Inventory!CA:CA,MATCH('Inspection Form'!B440,Inventory!B:B,0))=\"Not Qualified\",INDEX(Inventory!L:L,MATCH('Inspection Form'!B440,Inventory!B:B,0))<>\"\",$Q$5<>\"Pre\"),0,BY440*BZ440), 0)","v":0},null,{"$error":"#DIV/0!"},{"$error":"#DIV/0!"},437]
[null,437,null,null,null,null,null,null,null,null,null,null,null,null,null,null,null,null,null,null,null,null,null,null,null,null,null,null,null,null,null,null,null,null,null,null,null,null,null,null,null,null,null,null,null,null,null,null,null,null,null,null,null,null,null,null,null,null,null,null,null,null,null,null,null,null,null,null,null,null,null,null,null,{"$f":"INDEX('Fixture Descriptions'!A:K,MATCH('Inspection Form'!H441,'Fixture Descriptions'!A:A,0),8)","v":{"$error":"#N/A"}},{"$error":"#N/A"},null,{"$error":"#N/A"},1,null,null,null,{"$f":"IFERROR(IF(AND(INDEX(Inventory!CA:CA,MATCH('Inspection Form'!B441,Inventory!B:B,0))=\"Not Qualified\",INDEX(Inventory!L:L,MATCH('Inspection Form'!B441,Inventory!B:B,0))<>\"\",$Q$5<>\"Pre\"),0,BY441*BZ441), 0)","v":0},null,{"$error":"#DIV/0!"},{"$error":"#DIV/0!"},438]
[null,438,null,null,null,null,null,null,null,null,null,null,null,null,null,null,null,null,null,null,null,null,null,null,null,null,null,null,null,null,null,null,null,null,null,null,null,null,null,null,null,null,null,null,null,null,null,null,null,null,null,null,null,null,null,null,null,null,null,null,null,null,null,null,null,null,null,null,null,null,null,null,null,{"$f":"INDEX('Fixture Descriptions'!A:K,MATCH('Inspection Form'!H442,'Fixture Descriptions'!A:A,0),8)","v":{"$error":"#N/A"}},{"$error":"#N/A"},null,{"$error":"#N/A"},1,null,null,null,{"$f":"IFERROR(IF(AND(INDEX(Inventory!CA:CA,MATCH('Inspection Form'!B442,Inventory!B:B,0))=\"Not Qualified\",INDEX(Inventory!L:L,MATCH('Inspection Form'!B442,Inventory!B:B,0))<>\"\",$Q$5<>\"Pre\"),0,BY442*BZ442), 0)","v":0},null,{"$error":"#DIV/0!"},{"$error":"#DIV/0!"},439]
[null,439,null,null,null,null,null,null,null,null,null,null,null,null,null,null,null,null,null,null,null,null,null,null,null,null,null,null,null,null,null,null,null,null,null,null,null,null,null,null,null,null,null,null,null,null,null,null,null,null,null,null,null,null,null,null,null,null,null,null,null,null,null,null,null,null,null,null,null,null,null,null,null,{"$f":"INDEX('Fixture Descriptions'!A:K,MATCH('Inspection Form'!H443,'Fixture Descriptions'!A:A,0),8)","v":{"$error":"#N/A"}},{"$error":"#N/A"},null,{"$error":"#N/A"},1,null,null,null,{"$f":"IFERROR(IF(AND(INDEX(Inventory!CA:CA,MATCH('Inspection Form'!B443,Inventory!B:B,0))=\"Not Qualified\",INDEX(Inventory!L:L,MATCH('Inspection Form'!B443,Inventory!B:B,0))<>\"\",$Q$5<>\"Pre\"),0,BY443*BZ443), 0)","v":0},null,{"$error":"#DIV/0!"},{"$error":"#DIV/0!"},440]
[null,440,null,null,null,null,null,null,null,null,null,null,null,null,null,null,null,null,null,null,null,null,null,null,null,null,null,null,null,null,null,null,null,null,null,null,null,null,null,null,null,null,null,null,null,null,null,null,null,null,null,null,null,null,null,null,null,null,null,null,null,null,null,null,null,null,null,null,null,null,null,null,null,{"$f":"INDEX('Fixture Descriptions'!A:K,MATCH('Inspection Form'!H444,'Fixture Descriptions'!A:A,0),8)","v":{"$error":"#N/A"}},{"$error":"#N/A"},null,{"$error":"#N/A"},1,null,null,null,{"$f":"IFERROR(IF(AND(INDEX(Inventory!CA:CA,MATCH('Inspection Form'!B444,Inventory!B:B,0))=\"Not Qualified\",INDEX(Inventory!L:L,MATCH('Inspection Form'!B444,Inventory!B:B,0))<>\"\",$Q$5<>\"Pre\"),0,BY444*BZ444), 0)","v":0},null,{"$error":"#DIV/0!"},{"$error":"#DIV/0!"},441]
[null,441,null,null,null,null,null,null,null,null,null,null,null,null,null,null,null,null,null,null,null,null,null,null,null,null,null,null,null,null,null,null,null,null,null,null,null,null,null,null,null,null,null,null,null,null,null,null,null,null,null,null,null,null,null,null,null,null,null,null,null,null,null,null,null,null,null,null,null,null,null,null,null,{"$f":"INDEX('Fixture Descriptions'!A:K,MATCH('Inspection Form'!H445,'Fixture Descriptions'!A:A,0),8)","v":{"$error":"#N/A"}},{"$error":"#N/A"},null,{"$error":"#N/A"},1,null,null,null,{"$f":"IFERROR(IF(AND(INDEX(Inventory!CA:CA,MATCH('Inspection Form'!B445,Inventory!B:B,0))=\"Not Qualified\",INDEX(Inventory!L:L,MATCH('Inspection Form'!B445,Inventory!B:B,0))<>\"\",$Q$5<>\"Pre\"),0,BY445*BZ445), 0)","v":0},null,{"$error":"#DIV/0!"},{"$error":"#DIV/0!"},442]
[null,442,null,null,null,null,null,null,null,null,null,null,null,null,null,null,null,null,null,null,null,null,null,null,null,null,null,null,null,null,null,null,null,null,null,null,null,null,null,null,null,null,null,null,null,null,null,null,null,null,null,null,null,null,null,null,null,null,null,null,null,null,null,null,null,null,null,null,null,null,null,null,null,{"$f":"INDEX('Fixture Descriptions'!A:K,MATCH('Inspection Form'!H446,'Fixture Descriptions'!A:A,0),8)","v":{"$error":"#N/A"}},{"$error":"#N/A"},null,{"$error":"#N/A"},1,null,null,null,{"$f":"IFERROR(IF(AND(INDEX(Inventory!CA:CA,MATCH('Inspection Form'!B446,Inventory!B:B,0))=\"Not Qualified\",INDEX(Inventory!L:L,MATCH('Inspection Form'!B446,Inventory!B:B,0))<>\"\",$Q$5<>\"Pre\"),0,BY446*BZ446), 0)","v":0},null,{"$error":"#DIV/0!"},{"$error":"#DIV/0!"},443]
[null,443,null,null,null,null,null,null,null,null,null,null,null,null,null,null,null,null,null,null,null,null,null,null,null,null,null,null,null,null,null,null,null,null,null,null,null,null,null,null,null,null,null,null,null,null,null,null,null,null,null,null,null,null,null,null,null,null,null,null,null,null,null,null,null,null,null,null,null,null,null,null,null,{"$f":"INDEX('Fixture Descriptions'!A:K,MATCH('Inspection Form'!H447,'Fixture Descriptions'!A:A,0),8)","v":{"$error":"#N/A"}},{"$error":"#N/A"},null,{"$error":"#N/A"},1,null,null,null,{"$f":"IFERROR(IF(AND(INDEX(Inventory!CA:CA,MATCH('Inspection Form'!B447,Inventory!B:B,0))=\"Not Qualified\",INDEX(Inventory!L:L,MATCH('Inspection Form'!B447,Inventory!B:B,0))<>\"\",$Q$5<>\"Pre\"),0,BY447*BZ447), 0)","v":0},null,{"$error":"#DIV/0!"},{"$error":"#DIV/0!"},444]
[null,444,null,null,null,null,null,null,null,null,null,null,null,null,null,null,null,null,null,null,null,null,null,null,null,null,null,null,null,null,null,null,null,null,null,null,null,null,null,null,null,null,null,null,null,null,null,null,null,null,null,null,null,null,null,null,null,null,null,null,null,null,null,null,null,null,null,null,null,null,null,null,null,{"$f":"INDEX('Fixture Descriptions'!A:K,MATCH('Inspection Form'!H448,'Fixture Descriptions'!A:A,0),8)","v":{"$error":"#N/A"}},{"$error":"#N/A"},null,{"$error":"#N/A"},1,null,null,null,{"$f":"IFERROR(IF(AND(INDEX(Inventory!CA:CA,MATCH('Inspection Form'!B448,Inventory!B:B,0))=\"Not Qualified\",INDEX(Inventory!L:L,MATCH('Inspection Form'!B448,Inventory!B:B,0))<>\"\",$Q$5<>\"Pre\"),0,BY448*BZ448), 0)","v":0},null,{"$error":"#DIV/0!"},{"$error":"#DIV/0!"},445]
[null,445,null,null,null,null,null,null,null,null,null,null,null,null,null,null,null,null,null,null,null,null,null,null,null,null,null,null,null,null,null,null,null,null,null,null,null,null,null,null,null,null,null,null,null,null,null,null,null,null,null,null,null,null,null,null,null,null,null,null,null,null,null,null,null,null,null,null,null,null,null,null,null,{"$f":"INDEX('Fixture Descriptions'!A:K,MATCH('Inspection Form'!H449,'Fixture Descriptions'!A:A,0),8)","v":{"$error":"#N/A"}},{"$error":"#N/A"},null,{"$error":"#N/A"},1,null,null,null,{"$f":"IFERROR(IF(AND(INDEX(Inventory!CA:CA,MATCH('Inspection Form'!B449,Inventory!B:B,0))=\"Not Qualified\",INDEX(Inventory!L:L,MATCH('Inspection Form'!B449,Inventory!B:B,0))<>\"\",$Q$5<>\"Pre\"),0,BY449*BZ449), 0)","v":0},null,{"$error":"#DIV/0!"},{"$error":"#DIV/0!"},446]
[null,446,null,null,null,null,null,null,null,null,null,null,null,null,null,null,null,null,null,null,null,null,null,null,null,null,null,null,null,null,null,null,null,null,null,null,null,null,null,null,null,null,null,null,null,null,null,null,null,null,null,null,null,null,null,null,null,null,null,null,null,null,null,null,null,null,null,null,null,null,null,null,null,{"$f":"INDEX('Fixture Descriptions'!A:K,MATCH('Inspection Form'!H450,'Fixture Descriptions'!A:A,0),8)","v":{"$error":"#N/A"}},{"$error":"#N/A"},null,{"$error":"#N/A"},1,null,null,null,{"$f":"IFERROR(IF(AND(INDEX(Inventory!CA:CA,MATCH('Inspection Form'!B450,Inventory!B:B,0))=\"Not Qualified\",INDEX(Inventory!L:L,MATCH('Inspection Form'!B450,Inventory!B:B,0))<>\"\",$Q$5<>\"Pre\"),0,BY450*BZ450), 0)","v":0},null,{"$error":"#DIV/0!"},{"$error":"#DIV/0!"},447]
[null,447,null,null,null,null,null,null,null,null,null,null,null,null,null,null,null,null,null,null,null,null,null,null,null,null,null,null,null,null,null,null,null,null,null,null,null,null,null,null,null,null,null,null,null,null,null,null,null,null,null,null,null,null,null,null,null,null,null,null,null,null,null,null,null,null,null,null,null,null,null,null,null,{"$f":"INDEX('Fixture Descriptions'!A:K,MATCH('Inspection Form'!H451,'Fixture Descriptions'!A:A,0),8)","v":{"$error":"#N/A"}},{"$error":"#N/A"},null,{"$error":"#N/A"},1,null,null,null,{"$f":"IFERROR(IF(AND(INDEX(Inventory!CA:CA,MATCH('Inspection Form'!B451,Inventory!B:B,0))=\"Not Qualified\",INDEX(Inventory!L:L,MATCH('Inspection Form'!B451,Inventory!B:B,0))<>\"\",$Q$5<>\"Pre\"),0,BY451*BZ451), 0)","v":0},null,{"$error":"#DIV/0!"},{"$error":"#DIV/0!"},448]
[null,448,null,null,null,null,null,null,null,null,null,null,null,null,null,null,null,null,null,null,null,null,null,null,null,null,null,null,null,null,null,null,null,null,null,null,null,null,null,null,null,null,null,null,null,null,null,null,null,null,null,null,null,null,null,null,null,null,null,null,null,null,null,null,null,null,null,null,null,null,null,null,null,{"$f":"INDEX('Fixture Descriptions'!A:K,MATCH('Inspection Form'!H452,'Fixture Descriptions'!A:A,0),8)","v":{"$error":"#N/A"}},{"$error":"#N/A"},null,{"$error":"#N/A"},1,null,null,null,{"$f":"IFERROR(IF(AND(INDEX(Inventory!CA:CA,MATCH('Inspection Form'!B452,Inventory!B:B,0))=\"Not Qualified\",INDEX(Inventory!L:L,MATCH('Inspection Form'!B452,Inventory!B:B,0))<>\"\",$Q$5<>\"Pre\"),0,BY452*BZ452), 0)","v":0},null,{"$error":"#DIV/0!"},{"$error":"#DIV/0!"},449]
[null,449,null,null,null,null,null,null,null,null,null,null,null,null,null,null,null,null,null,null,null,null,null,null,null,null,null,null,null,null,null,null,null,null,null,null,null,null,null,null,null,null,null,null,null,null,null,null,null,null,null,null,null,null,null,null,null,null,null,null,null,null,null,null,null,null,null,null,null,null,null,null,null,{"$f":"INDEX('Fixture Descriptions'!A:K,MATCH('Inspection Form'!H453,'Fixture Descriptions'!A:A,0),8)","v":{"$error":"#N/A"}},{"$f":"BV453*I453","v":{"$error":"#N/A"}},null,{"$error":"#N/A"},1,null,null,null,{"$f":"IFERROR(IF(AND(INDEX(Inventory!CA:CA,MATCH('Inspection Form'!B453,Inventory!B:B,0))=\"Not Qualified\",INDEX(Inventory!L:L,MATCH('Inspection Form'!B453,Inventory!B:B,0))<>\"\",$Q$5<>\"Pre\"),0,BY453*BZ453), 0)","v":0},null,{"$error":"#DIV/0!"},{"$error":"#DIV/0!"},450]
[null,450,null,null,null,null,null,null,null,null,null,null,null,null,null,null,null,null,null,null,null,null,null,null,null,null,null,null,null,null,null,null,null,null,null,null,null,null,null,null,null,null,null,null,null,null,null,null,null,null,null,null,null,null,null,null,null,null,null,null,null,null,null,null,null,null,null,null,null,null,null,null,null,{"$f":"INDEX('Fixture Descriptions'!A:K,MATCH('Inspection Form'!H454,'Fixture Descriptions'!A:A,0),8)","v":{"$error":"#N/A"}},{"$error":"#N/A"},null,{"$f":"BW454","v":{"$error":"#N/A"}},{"$f":"IF($U$3=\"All\", 1, IF(AND(C454=$U$3, H454=$U$4), 1, 0))","v":1},null,null,null,{"$f":"IFERROR(IF(AND(INDEX(Inventory!CA:CA,MATCH('Inspection Form'!B454,Inventory!B:B,0))=\"Not Qualified\",INDEX(Inventory!L:L,MATCH('Inspection Form'!B454,Inventory!B:B,0))<>\"\",$Q$5<>\"Pre\"),0,BY454*BZ454), 0)","v":0},null,{"$f":"CD454/$CE$5","v":{"$error":"#DIV/0!"}},{"$f":"CF454+CG453","v":{"$error":"#DIV/0!"}},451]
[null,451,null,null,null,null,null,null,null,null,null,null,null,null,null,null,null,null,null,null,null,null,null,null,null,null,null,null,null,null,null,null,null,null,null,null,null,null,null,null,null,null,null,null,null,null,null,null,null,null,null,null,null,null,null,null,null,null,null,null,null,null,null,null,null,null,null,null,null,null,null,null,null,{"$f":"INDEX('Fixture Descriptions'!A:K,MATCH('Inspection Form'!H455,'Fixture Descriptions'!A:A,0),8)","v":{"$error":"#N/A"}},{"$error":"#N/A"},null,{"$error":"#N/A"},1,null,null,null,{"$f":"IFERROR(IF(AND(INDEX(Inventory!CA:CA,MATCH('Inspection Form'!B455,Inventory!B:B,0))=\"Not Qualified\",INDEX(Inventory!L:L,MATCH('Inspection Form'!B455,Inventory!B:B,0))<>\"\",$Q$5<>\"Pre\"),0,BY455*BZ455), 0)","v":0},null,{"$error":"#DIV/0!"},{"$error":"#DIV/0!"},452]
[null,452,null,null,null,null,null,null,null,null,null,null,null,null,null,null,null,null,null,null,null,null,null,null,null,null,null,null,null,null,null,null,null,null,null,null,null,null,null,null,null,null,null,null,null,null,null,null,null,null,null,null,null,null,null,null,null,null,null,null,null,null,null,null,null,null,null,null,null,null,null,null,null,{"$f":"INDEX('Fixture Descriptions'!A:K,MATCH('Inspection Form'!H456,'Fixture Descriptions'!A:A,0),8)","v":{"$error":"#N/A"}},{"$error":"#N/A"},null,{"$error":"#N/A"},1,null,null,null,{"$f":"IFERROR(IF(AND(INDEX(Inventory!CA:CA,MATCH('Inspection Form'!B456,Inventory!B:B,0))=\"Not Qualified\",INDEX(Inventory!L:L,MATCH('Inspection Form'!B456,Inventory!B:B,0))<>\"\",$Q$5<>\"Pre\"),0,BY456*BZ456), 0)","v":0},null,{"$error":"#DIV/0!"},{"$error":"#DIV/0!"},453]
[null,453,null,null,null,null,null,null,null,null,null,null,null,null,null,null,null,null,null,null,null,null,null,null,null,null,null,null,null,null,null,null,null,null,null,null,null,null,null,null,null,null,null,null,null,null,null,null,null,null,null,null,null,null,null,null,null,null,null,null,null,null,null,null,null,null,null,null,null,null,null,null,null,{"$f":"INDEX('Fixture Descriptions'!A:K,MATCH('Inspection Form'!H457,'Fixture Descriptions'!A:A,0),8)","v":{"$error":"#N/A"}},{"$error":"#N/A"},null,{"$error":"#N/A"},1,null,null,null,{"$f":"IFERROR(IF(AND(INDEX(Inventory!CA:CA,MATCH('Inspection Form'!B457,Inventory!B:B,0))=\"Not Qualified\",INDEX(Inventory!L:L,MATCH('Inspection Form'!B457,Inventory!B:B,0))<>\"\",$Q$5<>\"Pre\"),0,BY457*BZ457), 0)","v":0},null,{"$error":"#DIV/0!"},{"$error":"#DIV/0!"},454]
[null,454,null,null,null,null,null,null,null,null,null,null,null,null,null,null,null,null,null,null,null,null,null,null,null,null,null,null,null,null,null,null,null,null,null,null,null,null,null,null,null,null,null,null,null,null,null,null,null,null,null,null,null,null,null,null,null,null,null,null,null,null,null,null,null,null,null,null,null,null,null,null,null,{"$f":"INDEX('Fixture Descriptions'!A:K,MATCH('Inspection Form'!H458,'Fixture Descriptions'!A:A,0),8)","v":{"$error":"#N/A"}},{"$error":"#N/A"},null,{"$error":"#N/A"},1,null,null,null,{"$f":"IFERROR(IF(AND(INDEX(Inventory!CA:CA,MATCH('Inspection Form'!B458,Inventory!B:B,0))=\"Not Qualified\",INDEX(Inventory!L:L,MATCH('Inspection Form'!B458,Inventory!B:B,0))<>\"\",$Q$5<>\"Pre\"),0,BY458*BZ458), 0)","v":0},null,{"$error":"#DIV/0!"},{"$error":"#DIV/0!"},455]
[null,455,null,null,null,null,null,null,null,null,null,null,null,null,null,null,null,null,null,null,null,null,null,null,null,null,null,null,null,null,null,null,null,null,null,null,null,null,null,null,null,null,null,null,null,null,null,null,null,null,null,null,null,null,null,null,null,null,null,null,null,null,null,null,null,null,null,null,null,null,null,null,null,{"$f":"INDEX('Fixture Descriptions'!A:K,MATCH('Inspection Form'!H459,'Fixture Descriptions'!A:A,0),8)","v":{"$error":"#N/A"}},{"$error":"#N/A"},null,{"$error":"#N/A"},1,null,null,null,{"$f":"IFERROR(IF(AND(INDEX(Inventory!CA:CA,MATCH('Inspection Form'!B459,Inventory!B:B,0))=\"Not Qualified\",INDEX(Inventory!L:L,MATCH('Inspection Form'!B459,Inventory!B:B,0))<>\"\",$Q$5<>\"Pre\"),0,BY459*BZ459), 0)","v":0},null,{"$error":"#DIV/0!"},{"$error":"#DIV/0!"},456]
[null,456,null,null,null,null,null,null,null,null,null,null,null,null,null,null,null,null,null,null,null,null,null,null,null,null,null,null,null,null,null,null,null,null,null,null,null,null,null,null,null,null,null,null,null,null,null,null,null,null,null,null,null,null,null,null,null,null,null,null,null,null,null,null,null,null,null,null,null,null,null,null,null,{"$f":"INDEX('Fixture Descriptions'!A:K,MATCH('Inspection Form'!H460,'Fixture Descriptions'!A:A,0),8)","v":{"$error":"#N/A"}},{"$error":"#N/A"},null,{"$error":"#N/A"},1,null,null,null,{"$f":"IFERROR(IF(AND(INDEX(Inventory!CA:CA,MATCH('Inspection Form'!B460,Inventory!B:B,0))=\"Not Qualified\",INDEX(Inventory!L:L,MATCH('Inspection Form'!B460,Inventory!B:B,0))<>\"\",$Q$5<>\"Pre\"),0,BY460*BZ460), 0)","v":0},null,{"$error":"#DIV/0!"},{"$error":"#DIV/0!"},457]
[null,457,null,null,null,null,null,null,null,null,null,null,null,null,null,null,null,null,null,null,null,null,null,null,null,null,null,null,null,null,null,null,null,null,null,null,null,null,null,null,null,null,null,null,null,null,null,null,null,null,null,null,null,null,null,null,null,null,null,null,null,null,null,null,null,null,null,null,null,null,null,null,null,{"$f":"INDEX('Fixture Descriptions'!A:K,MATCH('Inspection Form'!H461,'Fixture Descriptions'!A:A,0),8)","v":{"$error":"#N/A"}},{"$error":"#N/A"},null,{"$error":"#N/A"},1,null,null,null,{"$f":"IFERROR(IF(AND(INDEX(Inventory!CA:CA,MATCH('Inspection Form'!B461,Inventory!B:B,0))=\"Not Qualified\",INDEX(Inventory!L:L,MATCH('Inspection Form'!B461,Inventory!B:B,0))<>\"\",$Q$5<>\"Pre\"),0,BY461*BZ461), 0)","v":0},null,{"$error":"#DIV/0!"},{"$error":"#DIV/0!"},458]
[null,458,null,null,null,null,null,null,null,null,null,null,null,null,null,null,null,null,null,null,null,null,null,null,null,null,null,null,null,null,null,null,null,null,null,null,null,null,null,null,null,null,null,null,null,null,null,null,null,null,null,null,null,null,null,null,null,null,null,null,null,null,null,null,null,null,null,null,null,null,null,null,null,{"$f":"INDEX('Fixture Descriptions'!A:K,MATCH('Inspection Form'!H462,'Fixture Descriptions'!A:A,0),8)","v":{"$error":"#N/A"}},{"$error":"#N/A"},null,{"$error":"#N/A"},1,null,null,null,{"$f":"IFERROR(IF(AND(INDEX(Inventory!CA:CA,MATCH('Inspection Form'!B462,Inventory!B:B,0))=\"Not Qualified\",INDEX(Inventory!L:L,MATCH('Inspection Form'!B462,Inventory!B:B,0))<>\"\",$Q$5<>\"Pre\"),0,BY462*BZ462), 0)","v":0},null,{"$error":"#DIV/0!"},{"$error":"#DIV/0!"},459]
[null,459,null,null,null,null,null,null,null,null,null,null,null,null,null,null,null,null,null,null,null,null,null,null,null,null,null,null,null,null,null,null,null,null,null,null,null,null,null,null,null,null,null,null,null,null,null,null,null,null,null,null,null,null,null,null,null,null,null,null,null,null,null,null,null,null,null,null,null,null,null,null,null,{"$f":"INDEX('Fixture Descriptions'!A:K,MATCH('Inspection Form'!H463,'Fixture Descriptions'!A:A,0),8)","v":{"$error":"#N/A"}},{"$error":"#N/A"},null,{"$error":"#N/A"},1,null,null,null,{"$f":"IFERROR(IF(AND(INDEX(Inventory!CA:CA,MATCH('Inspection Form'!B463,Inventory!B:B,0))=\"Not Qualified\",INDEX(Inventory!L:L,MATCH('Inspection Form'!B463,Inventory!B:B,0))<>\"\",$Q$5<>\"Pre\"),0,BY463*BZ463), 0)","v":0},null,{"$error":"#DIV/0!"},{"$error":"#DIV/0!"},460]
[null,460,null,null,null,null,null,null,null,null,null,null,null,null,null,null,null,null,null,null,null,null,null,null,null,null,null,null,null,null,null,null,null,null,null,null,null,null,null,null,null,null,null,null,null,null,null,null,null,null,null,null,null,null,null,null,null,null,null,null,null,null,null,null,null,null,null,null,null,null,null,null,null,{"$f":"INDEX('Fixture Descriptions'!A:K,MATCH('Inspection Form'!H464,'Fixture Descriptions'!A:A,0),8)","v":{"$error":"#N/A"}},{"$error":"#N/A"},null,{"$error":"#N/A"},1,null,null,null,{"$f":"IFERROR(IF(AND(INDEX(Inventory!CA:CA,MATCH('Inspection Form'!B464,Inventory!B:B,0))=\"Not Qualified\",INDEX(Inventory!L:L,MATCH('Inspection Form'!B464,Inventory!B:B,0))<>\"\",$Q$5<>\"Pre\"),0,BY464*BZ464), 0)","v":0},null,{"$error":"#DIV/0!"},{"$error":"#DIV/0!"},461]
[null,461,null,null,null,null,null,null,null,null,null,null,null,null,null,null,null,null,null,null,null,null,null,null,null,null,null,null,null,null,null,null,null,null,null,null,null,null,null,null,null,null,null,null,null,null,null,null,null,null,null,null,null,null,null,null,null,null,null,null,null,null,null,null,null,null,null,null,null,null,null,null,null,{"$f":"INDEX('Fixture Descriptions'!A:K,MATCH('Inspection Form'!H465,'Fixture Descriptions'!A:A,0),8)","v":{"$error":"#N/A"}},{"$error":"#N/A"},null,{"$error":"#N/A"},1,null,null,null,{"$f":"IFERROR(IF(AND(INDEX(Inventory!CA:CA,MATCH('Inspection Form'!B465,Inventory!B:B,0))=\"Not Qualified\",INDEX(Inventory!L:L,MATCH('Inspection Form'!B465,Inventory!B:B,0))<>\"\",$Q$5<>\"Pre\"),0,BY465*BZ465), 0)","v":0},null,{"$error":"#DIV/0!"},{"$error":"#DIV/0!"},462]
[null,462,null,null,null,null,null,null,null,null,null,null,null,null,null,null,null,null,null,null,null,null,null,null,null,null,null,null,null,null,null,null,null,null,null,null,null,null,null,null,null,null,null,null,null,null,null,null,null,null,null,null,null,null,null,null,null,null,null,null,null,null,null,null,null,null,null,null,null,null,null,null,null,{"$f":"INDEX('Fixture Descriptions'!A:K,MATCH('Inspection Form'!H466,'Fixture Descriptions'!A:A,0),8)","v":{"$error":"#N/A"}},{"$error":"#N/A"},null,{"$error":"#N/A"},1,null,null,null,{"$f":"IFERROR(IF(AND(INDEX(Inventory!CA:CA,MATCH('Inspection Form'!B466,Inventory!B:B,0))=\"Not Qualified\",INDEX(Inventory!L:L,MATCH('Inspection Form'!B466,Inventory!B:B,0))<>\"\",$Q$5<>\"Pre\"),0,BY466*BZ466), 0)","v":0},null,{"$error":"#DIV/0!"},{"$error":"#DIV/0!"},463]
[null,463,null,null,null,null,null,null,null,null,null,null,null,null,null,null,null,null,null,null,null,null,null,null,null,null,null,null,null,null,null,null,null,null,null,null,null,null,null,null,null,null,null,null,null,null,null,null,null,null,null,null,null,null,null,null,null,null,null,null,null,null,null,null,null,null,null,null,null,null,null,null,null,{"$f":"INDEX('Fixture Descriptions'!A:K,MATCH('Inspection Form'!H467,'Fixture Descriptions'!A:A,0),8)","v":{"$error":"#N/A"}},{"$error":"#N/A"},null,{"$error":"#N/A"},1,null,null,null,{"$f":"IFERROR(IF(AND(INDEX(Inventory!CA:CA,MATCH('Inspection Form'!B467,Inventory!B:B,0))=\"Not Qualified\",INDEX(Inventory!L:L,MATCH('Inspection Form'!B467,Inventory!B:B,0))<>\"\",$Q$5<>\"Pre\"),0,BY467*BZ467), 0)","v":0},null,{"$error":"#DIV/0!"},{"$error":"#DIV/0!"},464]
[null,464,null,null,null,null,null,null,null,null,null,null,null,null,null,null,null,null,null,null,null,null,null,null,null,null,null,null,null,null,null,null,null,null,null,null,null,null,null,null,null,null,null,null,null,null,null,null,null,null,null,null,null,null,null,null,null,null,null,null,null,null,null,null,null,null,null,null,null,null,null,null,null,{"$f":"INDEX('Fixture Descriptions'!A:K,MATCH('Inspection Form'!H468,'Fixture Descriptions'!A:A,0),8)","v":{"$error":"#N/A"}},{"$error":"#N/A"},null,{"$error":"#N/A"},1,null,null,null,{"$f":"IFERROR(IF(AND(INDEX(Inventory!CA:CA,MATCH('Inspection Form'!B468,Inventory!B:B,0))=\"Not Qualified\",INDEX(Inventory!L:L,MATCH('Inspection Form'!B468,Inventory!B:B,0))<>\"\",$Q$5<>\"Pre\"),0,BY468*BZ468), 0)","v":0},null,{"$error":"#DIV/0!"},{"$error":"#DIV/0!"},465]
[null,465,null,null,null,null,null,null,null,null,null,null,null,null,null,null,null,null,null,null,null,null,null,null,null,null,null,null,null,null,null,null,null,null,null,null,null,null,null,null,null,null,null,null,null,null,null,null,null,null,null,null,null,null,null,null,null,null,null,null,null,null,null,null,null,null,null,null,null,null,null,null,null,{"$f":"INDEX('Fixture Descriptions'!A:K,MATCH('Inspection Form'!H469,'Fixture Descriptions'!A:A,0),8)","v":{"$error":"#N/A"}},{"$error":"#N/A"},null,{"$error":"#N/A"},1,null,null,null,{"$f":"IFERROR(IF(AND(INDEX(Inventory!CA:CA,MATCH('Inspection Form'!B469,Inventory!B:B,0))=\"Not Qualified\",INDEX(Inventory!L:L,MATCH('Inspection Form'!B469,Inventory!B:B,0))<>\"\",$Q$5<>\"Pre\"),0,BY469*BZ469), 0)","v":0},null,{"$error":"#DIV/0!"},{"$error":"#DIV/0!"},466]
[null,466,null,null,null,null,null,null,null,null,null,null,null,null,null,null,null,null,null,null,null,null,null,null,null,null,null,null,null,null,null,null,null,null,null,null,null,null,null,null,null,null,null,null,null,null,null,null,null,null,null,null,null,null,null,null,null,null,null,null,null,null,null,null,null,null,null,null,null,null,null,null,null,{"$f":"INDEX('Fixture Descriptions'!A:K,MATCH('Inspection Form'!H470,'Fixture Descriptions'!A:A,0),8)","v":{"$error":"#N/A"}},{"$error":"#N/A"},null,{"$error":"#N/A"},1,null,null,null,{"$f":"IFERROR(IF(AND(INDEX(Inventory!CA:CA,MATCH('Inspection Form'!B470,Inventory!B:B,0))=\"Not Qualified\",INDEX(Inventory!L:L,MATCH('Inspection Form'!B470,Inventory!B:B,0))<>\"\",$Q$5<>\"Pre\"),0,BY470*BZ470), 0)","v":0},null,{"$error":"#DIV/0!"},{"$error":"#DIV/0!"},467]
[null,467,null,null,null,null,null,null,null,null,null,null,null,null,null,null,null,null,null,null,null,null,null,null,null,null,null,null,null,null,null,null,null,null,null,null,null,null,null,null,null,null,null,null,null,null,null,null,null,null,null,null,null,null,null,null,null,null,null,null,null,null,null,null,null,null,null,null,null,null,null,null,null,{"$f":"INDEX('Fixture Descriptions'!A:K,MATCH('Inspection Form'!H471,'Fixture Descriptions'!A:A,0),8)","v":{"$error":"#N/A"}},{"$error":"#N/A"},null,{"$error":"#N/A"},1,null,null,null,{"$f":"IFERROR(IF(AND(INDEX(Inventory!CA:CA,MATCH('Inspection Form'!B471,Inventory!B:B,0))=\"Not Qualified\",INDEX(Inventory!L:L,MATCH('Inspection Form'!B471,Inventory!B:B,0))<>\"\",$Q$5<>\"Pre\"),0,BY471*BZ471), 0)","v":0},null,{"$error":"#DIV/0!"},{"$error":"#DIV/0!"},468]
[null,468,null,null,null,null,null,null,null,null,null,null,null,null,null,null,null,null,null,null,null,null,null,null,null,null,null,null,null,null,null,null,null,null,null,null,null,null,null,null,null,null,null,null,null,null,null,null,null,null,null,null,null,null,null,null,null,null,null,null,null,null,null,null,null,null,null,null,null,null,null,null,null,{"$f":"INDEX('Fixture Descriptions'!A:K,MATCH('Inspection Form'!H472,'Fixture Descriptions'!A:A,0),8)","v":{"$error":"#N/A"}},{"$error":"#N/A"},null,{"$error":"#N/A"},1,null,null,null,{"$f":"IFERROR(IF(AND(INDEX(Inventory!CA:CA,MATCH('Inspection Form'!B472,Inventory!B:B,0))=\"Not Qualified\",INDEX(Inventory!L:L,MATCH('Inspection Form'!B472,Inventory!B:B,0))<>\"\",$Q$5<>\"Pre\"),0,BY472*BZ472), 0)","v":0},null,{"$error":"#DIV/0!"},{"$error":"#DIV/0!"},469]
[null,469,null,null,null,null,null,null,null,null,null,null,null,null,null,null,null,null,null,null,null,null,null,null,null,null,null,null,null,null,null,null,null,null,null,null,null,null,null,null,null,null,null,null,null,null,null,null,null,null,null,null,null,null,null,null,null,null,null,null,null,null,null,null,null,null,null,null,null,null,null,null,null,{"$f":"INDEX('Fixture Descriptions'!A:K,MATCH('Inspection Form'!H473,'Fixture Descriptions'!A:A,0),8)","v":{"$error":"#N/A"}},{"$error":"#N/A"},null,{"$error":"#N/A"},1,null,null,null,{"$f":"IFERROR(IF(AND(INDEX(Inventory!CA:CA,MATCH('Inspection Form'!B473,Inventory!B:B,0))=\"Not Qualified\",INDEX(Inventory!L:L,MATCH('Inspection Form'!B473,Inventory!B:B,0))<>\"\",$Q$5<>\"Pre\"),0,BY473*BZ473), 0)","v":0},null,{"$error":"#DIV/0!"},{"$error":"#DIV/0!"},470]
[null,470,null,null,null,null,null,null,null,null,null,null,null,null,null,null,null,null,null,null,null,null,null,null,null,null,null,null,null,null,null,null,null,null,null,null,null,null,null,null,null,null,null,null,null,null,null,null,null,null,null,null,null,null,null,null,null,null,null,null,null,null,null,null,null,null,null,null,null,null,null,null,null,{"$f":"INDEX('Fixture Descriptions'!A:K,MATCH('Inspection Form'!H474,'Fixture Descriptions'!A:A,0),8)","v":{"$error":"#N/A"}},{"$error":"#N/A"},null,{"$error":"#N/A"},1,null,null,null,{"$f":"IFERROR(IF(AND(INDEX(Inventory!CA:CA,MATCH('Inspection Form'!B474,Inventory!B:B,0))=\"Not Qualified\",INDEX(Inventory!L:L,MATCH('Inspection Form'!B474,Inventory!B:B,0))<>\"\",$Q$5<>\"Pre\"),0,BY474*BZ474), 0)","v":0},null,{"$error":"#DIV/0!"},{"$error":"#DIV/0!"},471]
[null,471,null,null,null,null,null,null,null,null,null,null,null,null,null,null,null,null,null,null,null,null,null,null,null,null,null,null,null,null,null,null,null,null,null,null,null,null,null,null,null,null,null,null,null,null,null,null,null,null,null,null,null,null,null,null,null,null,null,null,null,null,null,null,null,null,null,null,null,null,null,null,null,{"$f":"INDEX('Fixture Descriptions'!A:K,MATCH('Inspection Form'!H475,'Fixture Descriptions'!A:A,0),8)","v":{"$error":"#N/A"}},{"$error":"#N/A"},null,{"$error":"#N/A"},1,null,null,null,{"$f":"IFERROR(IF(AND(INDEX(Inventory!CA:CA,MATCH('Inspection Form'!B475,Inventory!B:B,0))=\"Not Qualified\",INDEX(Inventory!L:L,MATCH('Inspection Form'!B475,Inventory!B:B,0))<>\"\",$Q$5<>\"Pre\"),0,BY475*BZ475), 0)","v":0},null,{"$error":"#DIV/0!"},{"$error":"#DIV/0!"},472]
[null,472,null,null,null,null,null,null,null,null,null,null,null,null,null,null,null,null,null,null,null,null,null,null,null,null,null,null,null,null,null,null,null,null,null,null,null,null,null,null,null,null,null,null,null,null,null,null,null,null,null,null,null,null,null,null,null,null,null,null,null,null,null,null,null,null,null,null,null,null,null,null,null,{"$f":"INDEX('Fixture Descriptions'!A:K,MATCH('Inspection Form'!H476,'Fixture Descriptions'!A:A,0),8)","v":{"$error":"#N/A"}},{"$error":"#N/A"},null,{"$error":"#N/A"},1,null,null,null,{"$f":"IFERROR(IF(AND(INDEX(Inventory!CA:CA,MATCH('Inspection Form'!B476,Inventory!B:B,0))=\"Not Qualified\",INDEX(Inventory!L:L,MATCH('Inspection Form'!B476,Inventory!B:B,0))<>\"\",$Q$5<>\"Pre\"),0,BY476*BZ476), 0)","v":0},null,{"$error":"#DIV/0!"},{"$error":"#DIV/0!"},473]
[null,473,null,null,null,null,null,null,null,null,null,null,null,null,null,null,null,null,null,null,null,null,null,null,null,null,null,null,null,null,null,null,null,null,null,null,null,null,null,null,null,null,null,null,null,null,null,null,null,null,null,null,null,null,null,null,null,null,null,null,null,null,null,null,null,null,null,null,null,null,null,null,null,{"$f":"INDEX('Fixture Descriptions'!A:K,MATCH('Inspection Form'!H477,'Fixture Descriptions'!A:A,0),8)","v":{"$error":"#N/A"}},{"$error":"#N/A"},null,{"$error":"#N/A"},1,null,null,null,{"$f":"IFERROR(IF(AND(INDEX(Inventory!CA:CA,MATCH('Inspection Form'!B477,Inventory!B:B,0))=\"Not Qualified\",INDEX(Inventory!L:L,MATCH('Inspection Form'!B477,Inventory!B:B,0))<>\"\",$Q$5<>\"Pre\"),0,BY477*BZ477), 0)","v":0},null,{"$error":"#DIV/0!"},{"$error":"#DIV/0!"},474]
[null,474,null,null,null,null,null,null,null,null,null,null,null,null,null,null,null,null,null,null,null,null,null,null,null,null,null,null,null,null,null,null,null,null,null,null,null,null,null,null,null,null,null,null,null,null,null,null,null,null,null,null,null,null,null,null,null,null,null,null,null,null,null,null,null,null,null,null,null,null,null,null,null,{"$f":"INDEX('Fixture Descriptions'!A:K,MATCH('Inspection Form'!H478,'Fixture Descriptions'!A:A,0),8)","v":{"$error":"#N/A"}},{"$error":"#N/A"},null,{"$error":"#N/A"},1,null,null,null,{"$f":"IFERROR(IF(AND(INDEX(Inventory!CA:CA,MATCH('Inspection Form'!B478,Inventory!B:B,0))=\"Not Qualified\",INDEX(Inventory!L:L,MATCH('Inspection Form'!B478,Inventory!B:B,0))<>\"\",$Q$5<>\"Pre\"),0,BY478*BZ478), 0)","v":0},null,{"$error":"#DIV/0!"},{"$error":"#DIV/0!"},475]
[null,475,null,null,null,null,null,null,null,null,null,null,null,null,null,null,null,null,null,null,null,null,null,null,null,null,null,null,null,null,null,null,null,null,null,null,null,null,null,null,null,null,null,null,null,null,null,null,null,null,null,null,null,null,null,null,null,null,null,null,null,null,null,null,null,null,null,null,null,null,null,null,null,{"$f":"INDEX('Fixture Descriptions'!A:K,MATCH('Inspection Form'!H479,'Fixture Descriptions'!A:A,0),8)","v":{"$error":"#N/A"}},{"$error":"#N/A"},null,{"$error":"#N/A"},1,null,null,null,{"$f":"IFERROR(IF(AND(INDEX(Inventory!CA:CA,MATCH('Inspection Form'!B479,Inventory!B:B,0))=\"Not Qualified\",INDEX(Inventory!L:L,MATCH('Inspection Form'!B479,Inventory!B:B,0))<>\"\",$Q$5<>\"Pre\"),0,BY479*BZ479), 0)","v":0},null,{"$error":"#DIV/0!"},{"$error":"#DIV/0!"},476]
[null,476,null,null,null,null,null,null,null,null,null,null,null,null,null,null,null,null,null,null,null,null,null,null,null,null,null,null,null,null,null,null,null,null,null,null,null,null,null,null,null,null,null,null,null,null,null,null,null,null,null,null,null,null,null,null,null,null,null,null,null,null,null,null,null,null,null,null,null,null,null,null,null,{"$f":"INDEX('Fixture Descriptions'!A:K,MATCH('Inspection Form'!H480,'Fixture Descriptions'!A:A,0),8)","v":{"$error":"#N/A"}},{"$error":"#N/A"},null,{"$error":"#N/A"},1,null,null,null,{"$f":"IFERROR(IF(AND(INDEX(Inventory!CA:CA,MATCH('Inspection Form'!B480,Inventory!B:B,0))=\"Not Qualified\",INDEX(Inventory!L:L,MATCH('Inspection Form'!B480,Inventory!B:B,0))<>\"\",$Q$5<>\"Pre\"),0,BY480*BZ480), 0)","v":0},null,{"$error":"#DIV/0!"},{"$error":"#DIV/0!"},477]
[null,477,null,null,null,null,null,null,null,null,null,null,null,null,null,null,null,null,null,null,null,null,null,null,null,null,null,null,null,null,null,null,null,null,null,null,null,null,null,null,null,null,null,null,null,null,null,null,null,null,null,null,null,null,null,null,null,null,null,null,null,null,null,null,null,null,null,null,null,null,null,null,null,{"$f":"INDEX('Fixture Descriptions'!A:K,MATCH('Inspection Form'!H481,'Fixture Descriptions'!A:A,0),8)","v":{"$error":"#N/A"}},{"$error":"#N/A"},null,{"$error":"#N/A"},1,null,null,null,{"$f":"IFERROR(IF(AND(INDEX(Inventory!CA:CA,MATCH('Inspection Form'!B481,Inventory!B:B,0))=\"Not Qualified\",INDEX(Inventory!L:L,MATCH('Inspection Form'!B481,Inventory!B:B,0))<>\"\",$Q$5<>\"Pre\"),0,BY481*BZ481), 0)","v":0},null,{"$error":"#DIV/0!"},{"$error":"#DIV/0!"},478]
[null,478,null,null,null,null,null,null,null,null,null,null,null,null,null,null,null,null,null,null,null,null,null,null,null,null,null,null,null,null,null,null,null,null,null,null,null,null,null,null,null,null,null,null,null,null,null,null,null,null,null,null,null,null,null,null,null,null,null,null,null,null,null,null,null,null,null,null,null,null,null,null,null,{"$f":"INDEX('Fixture Descriptions'!A:K,MATCH('Inspection Form'!H482,'Fixture Descriptions'!A:A,0),8)","v":{"$error":"#N/A"}},{"$error":"#N/A"},null,{"$error":"#N/A"},1,null,null,null,{"$f":"IFERROR(IF(AND(INDEX(Inventory!CA:CA,MATCH('Inspection Form'!B482,Inventory!B:B,0))=\"Not Qualified\",INDEX(Inventory!L:L,MATCH('Inspection Form'!B482,Inventory!B:B,0))<>\"\",$Q$5<>\"Pre\"),0,BY482*BZ482), 0)","v":0},null,{"$error":"#DIV/0!"},{"$error":"#DIV/0!"},479]
[null,479,null,null,null,null,null,null,null,null,null,null,null,null,null,null,null,null,null,null,null,null,null,null,null,null,null,null,null,null,null,null,null,null,null,null,null,null,null,null,null,null,null,null,null,null,null,null,null,null,null,null,null,null,null,null,null,null,null,null,null,null,null,null,null,null,null,null,null,null,null,null,null,{"$f":"INDEX('Fixture Descriptions'!A:K,MATCH('Inspection Form'!H483,'Fixture Descriptions'!A:A,0),8)","v":{"$error":"#N/A"}},{"$error":"#N/A"},null,{"$error":"#N/A"},1,null,null,null,{"$f":"IFERROR(IF(AND(INDEX(Inventory!CA:CA,MATCH('Inspection Form'!B483,Inventory!B:B,0))=\"Not Qualified\",INDEX(Inventory!L:L,MATCH('Inspection Form'!B483,Inventory!B:B,0))<>\"\",$Q$5<>\"Pre\"),0,BY483*BZ483), 0)","v":0},null,{"$error":"#DIV/0!"},{"$error":"#DIV/0!"},480]
[null,480,null,null,null,null,null,null,null,null,null,null,null,null,null,null,null,null,null,null,null,null,null,null,null,null,null,null,null,null,null,null,null,null,null,null,null,null,null,null,null,null,null,null,null,null,null,null,null,null,null,null,null,null,null,null,null,null,null,null,null,null,null,null,null,null,null,null,null,null,null,null,null,{"$f":"INDEX('Fixture Descriptions'!A:K,MATCH('Inspection Form'!H484,'Fixture Descriptions'!A:A,0),8)","v":{"$error":"#N/A"}},{"$error":"#N/A"},null,{"$error":"#N/A"},1,null,null,null,{"$f":"IFERROR(IF(AND(INDEX(Inventory!CA:CA,MATCH('Inspection Form'!B484,Inventory!B:B,0))=\"Not Qualified\",INDEX(Inventory!L:L,MATCH('Inspection Form'!B484,Inventory!B:B,0))<>\"\",$Q$5<>\"Pre\"),0,BY484*BZ484), 0)","v":0},null,{"$error":"#DIV/0!"},{"$error":"#DIV/0!"},481]
[null,481,null,null,null,null,null,null,null,null,null,null,null,null,null,null,null,null,null,null,null,null,null,null,null,null,null,null,null,null,null,null,null,null,null,null,null,null,null,null,null,null,null,null,null,null,null,null,null,null,null,null,null,null,null,null,null,null,null,null,null,null,null,null,null,null,null,null,null,null,null,null,null,{"$f":"INDEX('Fixture Descriptions'!A:K,MATCH('Inspection Form'!H485,'Fixture Descriptions'!A:A,0),8)","v":{"$error":"#N/A"}},{"$error":"#N/A"},null,{"$error":"#N/A"},1,null,null,null,{"$f":"IFERROR(IF(AND(INDEX(Inventory!CA:CA,MATCH('Inspection Form'!B485,Inventory!B:B,0))=\"Not Qualified\",INDEX(Inventory!L:L,MATCH('Inspection Form'!B485,Inventory!B:B,0))<>\"\",$Q$5<>\"Pre\"),0,BY485*BZ485), 0)","v":0},null,{"$error":"#DIV/0!"},{"$error":"#DIV/0!"},482]
[null,482,null,null,null,null,null,null,null,null,null,null,null,null,null,null,null,null,null,null,null,null,null,null,null,null,null,null,null,null,null,null,null,null,null,null,null,null,null,null,null,null,null,null,null,null,null,null,null,null,null,null,null,null,null,null,null,null,null,null,null,null,null,null,null,null,null,null,null,null,null,null,null,{"$f":"INDEX('Fixture Descriptions'!A:K,MATCH('Inspection Form'!H486,'Fixture Descriptions'!A:A,0),8)","v":{"$error":"#N/A"}},{"$error":"#N/A"},null,{"$error":"#N/A"},1,null,null,null,{"$f":"IFERROR(IF(AND(INDEX(Inventory!CA:CA,MATCH('Inspection Form'!B486,Inventory!B:B,0))=\"Not Qualified\",INDEX(Inventory!L:L,MATCH('Inspection Form'!B486,Inventory!B:B,0))<>\"\",$Q$5<>\"Pre\"),0,BY486*BZ486), 0)","v":0},null,{"$error":"#DIV/0!"},{"$error":"#DIV/0!"},483]
[null,483,null,null,null,null,null,null,null,null,null,null,null,null,null,null,null,null,null,null,null,null,null,null,null,null,null,null,null,null,null,null,null,null,null,null,null,null,null,null,null,null,null,null,null,null,null,null,null,null,null,null,null,null,null,null,null,null,null,null,null,null,null,null,null,null,null,null,null,null,null,null,null,{"$f":"INDEX('Fixture Descriptions'!A:K,MATCH('Inspection Form'!H487,'Fixture Descriptions'!A:A,0),8)","v":{"$error":"#N/A"}},{"$error":"#N/A"},null,{"$error":"#N/A"},1,null,null,null,{"$f":"IFERROR(IF(AND(INDEX(Inventory!CA:CA,MATCH('Inspection Form'!B487,Inventory!B:B,0))=\"Not Qualified\",INDEX(Inventory!L:L,MATCH('Inspection Form'!B487,Inventory!B:B,0))<>\"\",$Q$5<>\"Pre\"),0,BY487*BZ487), 0)","v":0},null,{"$error":"#DIV/0!"},{"$error":"#DIV/0!"},484]
[null,484,null,null,null,null,null,null,null,null,null,null,null,null,null,null,null,null,null,null,null,null,null,null,null,null,null,null,null,null,null,null,null,null,null,null,null,null,null,null,null,null,null,null,null,null,null,null,null,null,null,null,null,null,null,null,null,null,null,null,null,null,null,null,null,null,null,null,null,null,null,null,null,{"$f":"INDEX('Fixture Descriptions'!A:K,MATCH('Inspection Form'!H488,'Fixture Descriptions'!A:A,0),8)","v":{"$error":"#N/A"}},{"$error":"#N/A"},null,{"$error":"#N/A"},1,null,null,null,{"$f":"IFERROR(IF(AND(INDEX(Inventory!CA:CA,MATCH('Inspection Form'!B488,Inventory!B:B,0))=\"Not Qualified\",INDEX(Inventory!L:L,MATCH('Inspection Form'!B488,Inventory!B:B,0))<>\"\",$Q$5<>\"Pre\"),0,BY488*BZ488), 0)","v":0},null,{"$error":"#DIV/0!"},{"$error":"#DIV/0!"},485]
[null,485,null,null,null,null,null,null,null,null,null,null,null,null,null,null,null,null,null,null,null,null,null,null,null,null,null,null,null,null,null,null,null,null,null,null,null,null,null,null,null,null,null,null,null,null,null,null,null,null,null,null,null,null,null,null,null,null,null,null,null,null,null,null,null,null,null,null,null,null,null,null,null,{"$f":"INDEX('Fixture Descriptions'!A:K,MATCH('Inspection Form'!H489,'Fixture Descriptions'!A:A,0),8)","v":{"$error":"#N/A"}},{"$error":"#N/A"},null,{"$error":"#N/A"},1,null,null,null,{"$f":"IFERROR(IF(AND(INDEX(Inventory!CA:CA,MATCH('Inspection Form'!B489,Inventory!B:B,0))=\"Not Qualified\",INDEX(Inventory!L:L,MATCH('Inspection Form'!B489,Inventory!B:B,0))<>\"\",$Q$5<>\"Pre\"),0,BY489*BZ489), 0)","v":0},null,{"$error":"#DIV/0!"},{"$error":"#DIV/0!"},486]
[null,486,null,null,null,null,null,null,null,null,null,null,null,null,null,null,null,null,null,null,null,null,null,null,null,null,null,null,null,null,null,null,null,null,null,null,null,null,null,null,null,null,null,null,null,null,null,null,null,null,null,null,null,null,null,null,null,null,null,null,null,null,null,null,null,null,null,null,null,null,null,null,null,{"$f":"INDEX('Fixture Descriptions'!A:K,MATCH('Inspection Form'!H490,'Fixture Descriptions'!A:A,0),8)","v":{"$error":"#N/A"}},{"$error":"#N/A"},null,{"$error":"#N/A"},1,null,null,null,{"$f":"IFERROR(IF(AND(INDEX(Inventory!CA:CA,MATCH('Inspection Form'!B490,Inventory!B:B,0))=\"Not Qualified\",INDEX(Inventory!L:L,MATCH('Inspection Form'!B490,Inventory!B:B,0))<>\"\",$Q$5<>\"Pre\"),0,BY490*BZ490), 0)","v":0},null,{"$error":"#DIV/0!"},{"$error":"#DIV/0!"},487]
[null,487,null,null,null,null,null,null,null,null,null,null,null,null,null,null,null,null,null,null,null,null,null,null,null,null,null,null,null,null,null,null,null,null,null,null,null,null,null,null,null,null,null,null,null,null,null,null,null,null,null,null,null,null,null,null,null,null,null,null,null,null,null,null,null,null,null,null,null,null,null,null,null,{"$f":"INDEX('Fixture Descriptions'!A:K,MATCH('Inspection Form'!H491,'Fixture Descriptions'!A:A,0),8)","v":{"$error":"#N/A"}},{"$error":"#N/A"},null,{"$error":"#N/A"},1,null,null,null,{"$f":"IFERROR(IF(AND(INDEX(Inventory!CA:CA,MATCH('Inspection Form'!B491,Inventory!B:B,0))=\"Not Qualified\",INDEX(Inventory!L:L,MATCH('Inspection Form'!B491,Inventory!B:B,0))<>\"\",$Q$5<>\"Pre\"),0,BY491*BZ491), 0)","v":0},null,{"$error":"#DIV/0!"},{"$error":"#DIV/0!"},488]
[null,488,null,null,null,null,null,null,null,null,null,null,null,null,null,null,null,null,null,null,null,null,null,null,null,null,null,null,null,null,null,null,null,null,null,null,null,null,null,null,null,null,null,null,null,null,null,null,null,null,null,null,null,null,null,null,null,null,null,null,null,null,null,null,null,null,null,null,null,null,null,null,null,{"$f":"INDEX('Fixture Descriptions'!A:K,MATCH('Inspection Form'!H492,'Fixture Descriptions'!A:A,0),8)","v":{"$error":"#N/A"}},{"$error":"#N/A"},null,{"$error":"#N/A"},1,null,null,null,{"$f":"IFERROR(IF(AND(INDEX(Inventory!CA:CA,MATCH('Inspection Form'!B492,Inventory!B:B,0))=\"Not Qualified\",INDEX(Inventory!L:L,MATCH('Inspection Form'!B492,Inventory!B:B,0))<>\"\",$Q$5<>\"Pre\"),0,BY492*BZ492), 0)","v":0},null,{"$error":"#DIV/0!"},{"$error":"#DIV/0!"},489]
[null,489,null,null,null,null,null,null,null,null,null,null,null,null,null,null,null,null,null,null,null,null,null,null,null,null,null,null,null,null,null,null,null,null,null,null,null,null,null,null,null,null,null,null,null,null,null,null,null,null,null,null,null,null,null,null,null,null,null,null,null,null,null,null,null,null,null,null,null,null,null,null,null,{"$f":"INDEX('Fixture Descriptions'!A:K,MATCH('Inspection Form'!H493,'Fixture Descriptions'!A:A,0),8)","v":{"$error":"#N/A"}},{"$error":"#N/A"},null,{"$error":"#N/A"},1,null,null,null,{"$f":"IFERROR(IF(AND(INDEX(Inventory!CA:CA,MATCH('Inspection Form'!B493,Inventory!B:B,0))=\"Not Qualified\",INDEX(Inventory!L:L,MATCH('Inspection Form'!B493,Inventory!B:B,0))<>\"\",$Q$5<>\"Pre\"),0,BY493*BZ493), 0)","v":0},null,{"$error":"#DIV/0!"},{"$error":"#DIV/0!"},490]
[null,490,null,null,null,null,null,null,null,null,null,null,null,null,null,null,null,null,null,null,null,null,null,null,null,null,null,null,null,null,null,null,null,null,null,null,null,null,null,null,null,null,null,null,null,null,null,null,null,null,null,null,null,null,null,null,null,null,null,null,null,null,null,null,null,null,null,null,null,null,null,null,null,{"$f":"INDEX('Fixture Descriptions'!A:K,MATCH('Inspection Form'!H494,'Fixture Descriptions'!A:A,0),8)","v":{"$error":"#N/A"}},{"$error":"#N/A"},null,{"$error":"#N/A"},1,null,null,null,{"$f":"IFERROR(IF(AND(INDEX(Inventory!CA:CA,MATCH('Inspection Form'!B494,Inventory!B:B,0))=\"Not Qualified\",INDEX(Inventory!L:L,MATCH('Inspection Form'!B494,Inventory!B:B,0))<>\"\",$Q$5<>\"Pre\"),0,BY494*BZ494), 0)","v":0},null,{"$error":"#DIV/0!"},{"$error":"#DIV/0!"},491]
[null,491,null,null,null,null,null,null,null,null,null,null,null,null,null,null,null,null,null,null,null,null,null,null,null,null,null,null,null,null,null,null,null,null,null,null,null,null,null,null,null,null,null,null,null,null,null,null,null,null,null,null,null,null,null,null,null,null,null,null,null,null,null,null,null,null,null,null,null,null,null,null,null,{"$f":"INDEX('Fixture Descriptions'!A:K,MATCH('Inspection Form'!H495,'Fixture Descriptions'!A:A,0),8)","v":{"$error":"#N/A"}},{"$error":"#N/A"},null,{"$error":"#N/A"},1,null,null,null,{"$f":"IFERROR(IF(AND(INDEX(Inventory!CA:CA,MATCH('Inspection Form'!B495,Inventory!B:B,0))=\"Not Qualified\",INDEX(Inventory!L:L,MATCH('Inspection Form'!B495,Inventory!B:B,0))<>\"\",$Q$5<>\"Pre\"),0,BY495*BZ495), 0)","v":0},null,{"$error":"#DIV/0!"},{"$error":"#DIV/0!"},492]
[null,492,null,null,null,null,null,null,null,null,null,null,null,null,null,null,null,null,null,null,null,null,null,null,null,null,null,null,null,null,null,null,null,null,null,null,null,null,null,null,null,null,null,null,null,null,null,null,null,null,null,null,null,null,null,null,null,null,null,null,null,null,null,null,null,null,null,null,null,null,null,null,null,{"$f":"INDEX('Fixture Descriptions'!A:K,MATCH('Inspection Form'!H496,'Fixture Descriptions'!A:A,0),8)","v":{"$error":"#N/A"}},{"$error":"#N/A"},null,{"$error":"#N/A"},1,null,null,null,{"$f":"IFERROR(IF(AND(INDEX(Inventory!CA:CA,MATCH('Inspection Form'!B496,Inventory!B:B,0))=\"Not Qualified\",INDEX(Inventory!L:L,MATCH('Inspection Form'!B496,Inventory!B:B,0))<>\"\",$Q$5<>\"Pre\"),0,BY496*BZ496), 0)","v":0},null,{"$error":"#DIV/0!"},{"$error":"#DIV/0!"},493]
[null,493,null,null,null,null,null,null,null,null,null,null,null,null,null,null,null,null,null,null,null,null,null,null,null,null,null,null,null,null,null,null,null,null,null,null,null,null,null,null,null,null,null,null,null,null,null,null,null,null,null,null,null,null,null,null,null,null,null,null,null,null,null,null,null,null,null,null,null,null,null,null,null,{"$f":"INDEX('Fixture Descriptions'!A:K,MATCH('Inspection Form'!H497,'Fixture Descriptions'!A:A,0),8)","v":{"$error":"#N/A"}},{"$error":"#N/A"},null,{"$error":"#N/A"},1,null,null,null,{"$f":"IFERROR(IF(AND(INDEX(Inventory!CA:CA,MATCH('Inspection Form'!B497,Inventory!B:B,0))=\"Not Qualified\",INDEX(Inventory!L:L,MATCH('Inspection Form'!B497,Inventory!B:B,0))<>\"\",$Q$5<>\"Pre\"),0,BY497*BZ497), 0)","v":0},null,{"$error":"#DIV/0!"},{"$error":"#DIV/0!"},494]
[null,494,null,null,null,null,null,null,null,null,null,null,null,null,null,null,null,null,null,null,null,null,null,null,null,null,null,null,null,null,null,null,null,null,null,null,null,null,null,null,null,null,null,null,null,null,null,null,null,null,null,null,null,null,null,null,null,null,null,null,null,null,null,null,null,null,null,null,null,null,null,null,null,{"$f":"INDEX('Fixture Descriptions'!A:K,MATCH('Inspection Form'!H498,'Fixture Descriptions'!A:A,0),8)","v":{"$error":"#N/A"}},{"$error":"#N/A"},null,{"$error":"#N/A"},1,null,null,null,{"$f":"IFERROR(IF(AND(INDEX(Inventory!CA:CA,MATCH('Inspection Form'!B498,Inventory!B:B,0))=\"Not Qualified\",INDEX(Inventory!L:L,MATCH('Inspection Form'!B498,Inventory!B:B,0))<>\"\",$Q$5<>\"Pre\"),0,BY498*BZ498), 0)","v":0},null,{"$error":"#DIV/0!"},{"$error":"#DIV/0!"},495]
[null,495,null,null,null,null,null,null,null,null,null,null,null,null,null,null,null,null,null,"FIXTURE DESCRIPTION",null,null,null,null,"FIXTURE CODE","LAMP/\nFIXT","WATT/\nLAMP","WATT/\nFIXT","Project Fixture Count","Photo Taken?",null,null,null,null,null,null,null,null,null,null,null,null,null,null,null,null,null,null,null,null,null,null,null,null,null,null,null,null,null,null,null,null,null,null,null,null,null,null,null,null,null,null,null,{"$f":"INDEX('Fixture Descriptions'!A:K,MATCH('Inspection Form'!H499,'Fixture Descriptions'!A:A,0),8)","v":{"$error":"#N/A"}},{"$f":"BV499*I499","v":{"$error":"#N/A"}},null,{"$error":"#N/A"},{"$f":"IF($U$3=\"All\", 1, IF(AND(C499=$U$3, H499=$U$4), 1, 0))","v":1},null,null,null,{"$f":"IFERROR(IF(AND(INDEX(Inventory!CA:CA,MATCH('Inspection Form'!B499,Inventory!B:B,0))=\"Not Qualified\",INDEX(Inventory!L:L,MATCH('Inspection Form'!B499,Inventory!B:B,0))<>\"\",$Q$5<>\"Pre\"),0,BY499*BZ499), 0)","v":0},null,{"$f":"CD499/$CE$5","v":{"$error":"#DIV/0!"}},{"$f":"CF499+CG498","v":{"$error":"#DIV/0!"}},496]
[null,496,null,null,null,null,null,null,null,null,null,null,null,null,null,null,null,null,null,null,null,null,null,null,null,null,null,null,null,null,null,null,null,null,null,null,null,null,null,null,null,null,null,null,null,null,null,null,null,null,null,null,null,null,null,null,null,null,null,null,null,null,null,null,null,null,null,null,null,null,null,null,null,{"$f":"INDEX('Fixture Descriptions'!A:K,MATCH('Inspection Form'!H500,'Fixture Descriptions'!A:A,0),8)","v":{"$error":"#N/A"}},{"$error":"#N/A"},null,{"$error":"#N/A"},1,null,null,null,{"$f":"IFERROR(IF(AND(INDEX(Inventory!CA:CA,MATCH('Inspection Form'!B500,Inventory!B:B,0))=\"Not Qualified\",INDEX(Inventory!L:L,MATCH('Inspection Form'!B500,Inventory!B:B,0))<>\"\",$Q$5<>\"Pre\"),0,BY500*BZ500), 0)","v":0},null,{"$error":"#DIV/0!"},{"$error":"#DIV/0!"},497]
[null,497,null,null,null,null,null,null,null,null,null,null,null,null,null,null,null,null,null,null,null,null,null,null,null,null,null,null,null,null,null,null,null,null,null,null,null,null,null,null,null,null,null,null,null,null,null,null,null,null,null,null,null,null,null,null,null,null,null,null,null,null,null,null,null,null,null,null,null,null,null,null,null,{"$f":"INDEX('Fixture Descriptions'!A:K,MATCH('Inspection Form'!H501,'Fixture Descriptions'!A:A,0),8)","v":{"$error":"#N/A"}},{"$error":"#N/A"},null,{"$error":"#N/A"},1,null,null,null,{"$f":"IFERROR(IF(AND(INDEX(Inventory!CA:CA,MATCH('Inspection Form'!B501,Inventory!B:B,0))=\"Not Qualified\",INDEX(Inventory!L:L,MATCH('Inspection Form'!B501,Inventory!B:B,0))<>\"\",$Q$5<>\"Pre\"),0,BY501*BZ501), 0)","v":0},null,{"$error":"#DIV/0!"},{"$error":"#DIV/0!"},498]
[null,498,null,null,null,null,null,null,null,null,null,null,null,null,null,null,null,null,null,{"$f":"IF(AE502=\"\",\"\",AE502)","v":"Non-Integrated Ballast LED, 20W, any bulb shape, any application"},null,null,null,null,{"$f":"IFERROR(INDEX(H$5:H$1004,MATCH(T502,K$5:K$1004,0)),\"\")","v":""},{"$f":"IFERROR(INDEX('Fixture Descriptions'!$A$2:$K$3982,MATCH(Y502,'Fixture Descriptions'!$A$2:$A$3982,0),3),\"\")","v":""},{"$f":"IFERROR(INDEX('Fixture Descriptions'!$A$2:$K$3982,MATCH(Y502,'Fixture Descriptions'!$A$2:$A$3982,0),4),\"\")","v":""},{"$f":"IFERROR(INDEX('Fixture Descriptions'!$A$2:$K$3982,MATCH(Y502,'Fixture Descriptions'!$A$2:$A$3982,0),8),\"\")","v":""},{"$f":"IF(Y502=\"\",\"\",SUMIF($H$5:$H$1004,Y502,$I$5:$I$1004))","v":""},null,"Non-Integrated Ballast LED, 20W, any bulb shape, any application",null,null,null,null,null,null,null,null,null,null,null,null,null,null,null,null,null,null,null,null,null,null,null,null,null,null,null,null,null,null,null,null,null,null,null,null,null,null,null,null,null,null,{"$f":"INDEX('Fixture Descriptions'!A:K,MATCH('Inspection Form'!H502,'Fixture Descriptions'!A:A,0),8)","v":{"$error":"#N/A"}},{"$error":"#N/A"},null,{"$error":"#N/A"},1,null,null,null,{"$f":"IFERROR(IF(AND(INDEX(Inventory!CA:CA,MATCH('Inspection Form'!B502,Inventory!B:B,0))=\"Not Qualified\",INDEX(Inventory!L:L,MATCH('Inspection Form'!B502,Inventory!B:B,0))<>\"\",$Q$5<>\"Pre\"),0,BY502*BZ502), 0)","v":0},null,{"$error":"#DIV/0!"},{"$error":"#DIV/0!"},499]
[null,501,null,null,null,null,null,null,null,null,null,null,null,null,null,null,null,null,null,"Non-Integrated Ballast LED, 5W, any bulb shape, any application",null,null,null,null,"",{"$f":"IFERROR(INDEX('Fixture Descriptions'!$A$2:$K$3982,MATCH(Y505,'Fixture Descriptions'!$A$2:$A$3982,0),3),\"\")","v":""},{"$f":"IFERROR(INDEX('Fixture Descriptions'!$A$2:$K$3982,MATCH(Y505,'Fixture Descriptions'!$A$2:$A$3982,0),4),\"\")","v":""},{"$f":"IFERROR(INDEX('Fixture Descriptions'!$A$2:$K$3982,MATCH(Y505,'Fixture Descriptions'!$A$2:$A$3982,0),8),\"\")","v":""},"",null,"Non-Integrated Ballast LED, 5W, any bulb shape, any application",null,null,null,null,null,null,null,null,null,null,null,null,null,null,null,null,null,null,null,null,null,null,null,null,null,null,null,null,null,null,null,null,null,null,null,null,null,null,null,null,null,null,{"$f":"INDEX('Fixture Descriptions'!A:K,MATCH('Inspection Form'!H505,'Fixture Descriptions'!A:A,0),8)","v":{"$error":"#N/A"}},{"$error":"#N/A"},null,{"$error":"#N/A"},1,null,null,null,{"$f":"IFERROR(IF(AND(INDEX(Inventory!CA:CA,MATCH('Inspection Form'!B505,Inventory!B:B,0))=\"Not Qualified\",INDEX(Inventory!L:L,MATCH('Inspection Form'!B505,Inventory!B:B,0))<>\"\",$Q$5<>\"Pre\"),0,BY505*BZ505), 0)","v":0},null,{"$error":"#DIV/0!"},{"$error":"#DIV/0!"},502]
[null,502,null,null,null,null,null,null,null,null,null,null,null,null,null,null,null,null,null,"Non-Integrated Ballast LED, 10W, any bulb shape, any application",null,null,null,null,"",{"$f":"IFERROR(INDEX('Fixture Descriptions'!$A$2:$K$3982,MATCH(Y506,'Fixture Descriptions'!$A$2:$A$3982,0),3),\"\")","v":""},{"$f":"IFERROR(INDEX('Fixture Descriptions'!$A$2:$K$3982,MATCH(Y506,'Fixture Descriptions'!$A$2:$A$3982,0),4),\"\")","v":""},{"$f":"IFERROR(INDEX('Fixture Descriptions'!$A$2:$K$3982,MATCH(Y506,'Fixture Descriptions'!$A$2:$A$3982,0),8),\"\")","v":""},"",null,"Non-Integrated Ballast LED, 10W, any bulb shape, any application",null,null,null,null,null,null,null,null,null,null,null,null,null,null,null,null,null,null,null,null,null,null,null,null,null,null,null,null,null,null,null,null,null,null,null,null,null,null,null,null,null,null,{"$f":"INDEX('Fixture Descriptions'!A:K,MATCH('Inspection Form'!H506,'Fixture Descriptions'!A:A,0),8)","v":{"$error":"#N/A"}},{"$error":"#N/A"},null,{"$error":"#N/A"},1,null,null,null,{"$f":"IFERROR(IF(AND(INDEX(Inventory!CA:CA,MATCH('Inspection Form'!B506,Inventory!B:B,0))=\"Not Qualified\",INDEX(Inventory!L:L,MATCH('Inspection Form'!B506,Inventory!B:B,0))<>\"\",$Q$5<>\"Pre\"),0,BY506*BZ506), 0)","v":0},null,{"$error":"#DIV/0!"},{"$error":"#DIV/0!"},503]
[null,504,null,null,null,null,null,null,null,null,null,null,null,null,null,null,null,null,null,"Non-Integrated Ballast LED, 25W, any bulb shape, any application",null,null,null,null,"",{"$f":"IFERROR(INDEX('Fixture Descriptions'!$A$2:$K$3982,MATCH(Y508,'Fixture Descriptions'!$A$2:$A$3982,0),3),\"\")","v":""},{"$f":"IFERROR(INDEX('Fixture Descriptions'!$A$2:$K$3982,MATCH(Y508,'Fixture Descriptions'!$A$2:$A$3982,0),4),\"\")","v":""},{"$f":"IFERROR(INDEX('Fixture Descriptions'!$A$2:$K$3982,MATCH(Y508,'Fixture Descriptions'!$A$2:$A$3982,0),8),\"\")","v":""},"",null,"Non-Integrated Ballast LED, 25W, any bulb shape, any application",null,null,null,null,null,null,null,null,null,null,null,null,null,null,null,null,null,null,null,null,null,null,null,null,null,null,null,null,null,null,null,null,null,null,null,null,null,null,null,null,null,null,{"$f":"INDEX('Fixture Descriptions'!A:K,MATCH('Inspection Form'!H508,'Fixture Descriptions'!A:A,0),8)","v":{"$error":"#N/A"}},{"$error":"#N/A"},null,{"$error":"#N/A"},1,null,null,null,{"$f":"IFERROR(IF(AND(INDEX(Inventory!CA:CA,MATCH('Inspection Form'!B508,Inventory!B:B,0))=\"Not Qualified\",INDEX(Inventory!L:L,MATCH('Inspection Form'!B508,Inventory!B:B,0))<>\"\",$Q$5<>\"Pre\"),0,BY508*BZ508), 0)","v":0},null,{"$error":"#DIV/0!"},{"$error":"#DIV/0!"},505]
[null,505,null,null,null,null,null,null,null,null,null,null,null,null,null,null,null,null,null,"",null,null,null,null,"",{"$f":"IFERROR(INDEX('Fixture Descriptions'!$A$2:$K$3982,MATCH(Y509,'Fixture Descriptions'!$A$2:$A$3982,0),3),\"\")","v":""},{"$f":"IFERROR(INDEX('Fixture Descriptions'!$A$2:$K$3982,MATCH(Y509,'Fixture Descriptions'!$A$2:$A$3982,0),4),\"\")","v":""},{"$f":"IFERROR(INDEX('Fixture Descriptions'!$A$2:$K$3982,MATCH(Y509,'Fixture Descriptions'!$A$2:$A$3982,0),8),\"\")","v":""},"",null,null,null,null,null,null,null,null,null,null,null,null,null,null,null,null,null,null,null,null,null,null,null,null,null,null,null,null,null,null,null,null,null,null,null,null,null,null,null,null,null,null,null,null,{"$f":"INDEX('Fixture Descriptions'!A:K,MATCH('Inspection Form'!H509,'Fixture Descriptions'!A:A,0),8)","v":{"$error":"#N/A"}},{"$error":"#N/A"},null,{"$error":"#N/A"},1,null,null,null,{"$f":"IFERROR(IF(AND(INDEX(Inventory!CA:CA,MATCH('Inspection Form'!B509,Inventory!B:B,0))=\"Not Qualified\",INDEX(Inventory!L:L,MATCH('Inspection Form'!B509,Inventory!B:B,0))<>\"\",$Q$5<>\"Pre\"),0,BY509*BZ509), 0)","v":0},null,{"$error":"#DIV/0!"},{"$error":"#DIV/0!"},506]
[null,508,null,null,null,null,null,null,null,null,null,null,null,null,null,null,null,null,null,"",null,null,null,null,"",{"$f":"IFERROR(INDEX('Fixture Descriptions'!$A$2:$K$3982,MATCH(Y512,'Fixture Descriptions'!$A$2:$A$3982,0),3),\"\")","v":""},{"$f":"IFERROR(INDEX('Fixture Descriptions'!$A$2:$K$3982,MATCH(Y512,'Fixture Descriptions'!$A$2:$A$3982,0),4),\"\")","v":""},{"$f":"IFERROR(INDEX('Fixture Descriptions'!$A$2:$K$3982,MATCH(Y512,'Fixture Descriptions'!$A$2:$A$3982,0),8),\"\")","v":""},"",null,null,null,null,null,null,null,null,null,null,null,null,null,null,null,null,null,null,null,null,null,null,null,null,null,null,null,null,null,null,null,null,null,null,null,null,null,null,null,null,null,null,null,null,{"$f":"INDEX('Fixture Descriptions'!A:K,MATCH('Inspection Form'!H512,'Fixture Descriptions'!A:A,0),8)","v":{"$error":"#N/A"}},{"$error":"#N/A"},null,{"$error":"#N/A"},1,null,null,null,{"$f":"IFERROR(IF(AND(INDEX(Inventory!CA:CA,MATCH('Inspection Form'!B512,Inventory!B:B,0))=\"Not Qualified\",INDEX(Inventory!L:L,MATCH('Inspection Form'!B512,Inventory!B:B,0))<>\"\",$Q$5<>\"Pre\"),0,BY512*BZ512), 0)","v":0},null,{"$error":"#DIV/0!"},{"$error":"#DIV/0!"},509]
[null,509,null,null,null,null,null,null,null,null,null,null,null,null,null,null,null,null,null,"",null,null,null,null,"",{"$f":"IFERROR(INDEX('Fixture Descriptions'!$A$2:$K$3982,MATCH(Y513,'Fixture Descriptions'!$A$2:$A$3982,0),3),\"\")","v":""},{"$f":"IFERROR(INDEX('Fixture Descriptions'!$A$2:$K$3982,MATCH(Y513,'Fixture Descriptions'!$A$2:$A$3982,0),4),\"\")","v":""},{"$f":"IFERROR(INDEX('Fixture Descriptions'!$A$2:$K$3982,MATCH(Y513,'Fixture Descriptions'!$A$2:$A$3982,0),8),\"\")","v":""},"",null,null,null,null,null,null,null,null,null,null,null,null,null,null,null,null,null,null,null,null,null,null,null,null,null,null,null,null,null,null,null,null,null,null,null,null,null,null,null,null,null,null,null,null,{"$f":"INDEX('Fixture Descriptions'!A:K,MATCH('Inspection Form'!H513,'Fixture Descriptions'!A:A,0),8)","v":{"$error":"#N/A"}},{"$error":"#N/A"},null,{"$error":"#N/A"},1,null,null,null,{"$f":"IFERROR(IF(AND(INDEX(Inventory!CA:CA,MATCH('Inspection Form'!B513,Inventory!B:B,0))=\"Not Qualified\",INDEX(Inventory!L:L,MATCH('Inspection Form'!B513,Inventory!B:B,0))<>\"\",$Q$5<>\"Pre\"),0,BY513*BZ513), 0)","v":0},null,{"$error":"#DIV/0!"},{"$error":"#DIV/0!"},510]
[null,511,null,null,null,null,null,null,null,null,null,null,null,null,null,null,null,null,null,"",null,null,null,null,"",{"$f":"IFERROR(INDEX('Fixture Descriptions'!$A$2:$K$3982,MATCH(Y515,'Fixture Descriptions'!$A$2:$A$3982,0),3),\"\")","v":""},{"$f":"IFERROR(INDEX('Fixture Descriptions'!$A$2:$K$3982,MATCH(Y515,'Fixture Descriptions'!$A$2:$A$3982,0),4),\"\")","v":""},{"$f":"IFERROR(INDEX('Fixture Descriptions'!$A$2:$K$3982,MATCH(Y515,'Fixture Descriptions'!$A$2:$A$3982,0),8),\"\")","v":""},"",null,null,null,null,null,null,null,null,null,null,null,null,null,null,null,null,null,null,null,null,null,null,null,null,null,null,null,null,null,null,null,null,null,null,null,null,null,null,null,null,null,null,null,null,{"$f":"INDEX('Fixture Descriptions'!A:K,MATCH('Inspection Form'!H515,'Fixture Descriptions'!A:A,0),8)","v":{"$error":"#N/A"}},{"$error":"#N/A"},null,{"$error":"#N/A"},1,null,null,null,{"$f":"IFERROR(IF(AND(INDEX(Inventory!CA:CA,MATCH('Inspection Form'!B515,Inventory!B:B,0))=\"Not Qualified\",INDEX(Inventory!L:L,MATCH('Inspection Form'!B515,Inventory!B:B,0))<>\"\",$Q$5<>\"Pre\"),0,BY515*BZ515), 0)","v":0},null,{"$error":"#DIV/0!"},{"$error":"#DIV/0!"},512]
[null,512,null,null,null,null,null,null,null,null,null,null,null,null,null,null,null,null,null,"",null,null,null,null,"",{"$f":"IFERROR(INDEX('Fixture Descriptions'!$A$2:$K$3982,MATCH(Y516,'Fixture Descriptions'!$A$2:$A$3982,0),3),\"\")","v":""},{"$f":"IFERROR(INDEX('Fixture Descriptions'!$A$2:$K$3982,MATCH(Y516,'Fixture Descriptions'!$A$2:$A$3982,0),4),\"\")","v":""},{"$f":"IFERROR(INDEX('Fixture Descriptions'!$A$2:$K$3982,MATCH(Y516,'Fixture Descriptions'!$A$2:$A$3982,0),8),\"\")","v":""},"",null,null,null,null,null,null,null,null,null,null,null,null,null,null,null,null,null,null,null,null,null,null,null,null,null,null,null,null,null,null,null,null,null,null,null,null,null,null,null,null,null,null,null,null,{"$f":"INDEX('Fixture Descriptions'!A:K,MATCH('Inspection Form'!H516,'Fixture Descriptions'!A:A,0),8)","v":{"$error":"#N/A"}},{"$error":"#N/A"},null,{"$error":"#N/A"},1,null,null,null,{"$f":"IFERROR(IF(AND(INDEX(Inventory!CA:CA,MATCH('Inspection Form'!B516,Inventory!B:B,0))=\"Not Qualified\",INDEX(Inventory!L:L,MATCH('Inspection Form'!B516,Inventory!B:B,0))<>\"\",$Q$5<>\"Pre\"),0,BY516*BZ516), 0)","v":0},null,{"$error":"#DIV/0!"},{"$error":"#DIV/0!"},513]
[null,515,null,null,null,null,null,null,null,null,null,null,null,null,null,null,null,null,null,"",null,null,null,null,"",{"$f":"IFERROR(INDEX('Fixture Descriptions'!$A$2:$K$3982,MATCH(Y519,'Fixture Descriptions'!$A$2:$A$3982,0),3),\"\")","v":""},{"$f":"IFERROR(INDEX('Fixture Descriptions'!$A$2:$K$3982,MATCH(Y519,'Fixture Descriptions'!$A$2:$A$3982,0),4),\"\")","v":""},{"$f":"IFERROR(INDEX('Fixture Descriptions'!$A$2:$K$3982,MATCH(Y519,'Fixture Descriptions'!$A$2:$A$3982,0),8),\"\")","v":""},"",null,null,null,null,null,null,null,null,null,null,null,null,null,null,null,null,null,null,null,null,null,null,null,null,null,null,null,null,null,null,null,null,null,null,null,null,null,null,null,null,null,null,null,null,{"$f":"INDEX('Fixture Descriptions'!A:K,MATCH('Inspection Form'!H519,'Fixture Descriptions'!A:A,0),8)","v":{"$error":"#N/A"}},{"$error":"#N/A"},null,{"$error":"#N/A"},1,null,null,null,{"$f":"IFERROR(IF(AND(INDEX(Inventory!CA:CA,MATCH('Inspection Form'!B519,Inventory!B:B,0))=\"Not Qualified\",INDEX(Inventory!L:L,MATCH('Inspection Form'!B519,Inventory!B:B,0))<>\"\",$Q$5<>\"Pre\"),0,BY519*BZ519), 0)","v":0},null,{"$error":"#DIV/0!"},{"$error":"#DIV/0!"},516]
[null,516,null,null,null,null,null,null,null,null,null,null,null,null,null,null,null,null,null,"",null,null,null,null,"",{"$f":"IFERROR(INDEX('Fixture Descriptions'!$A$2:$K$3982,MATCH(Y520,'Fixture Descriptions'!$A$2:$A$3982,0),3),\"\")","v":""},{"$f":"IFERROR(INDEX('Fixture Descriptions'!$A$2:$K$3982,MATCH(Y520,'Fixture Descriptions'!$A$2:$A$3982,0),4),\"\")","v":""},{"$f":"IFERROR(INDEX('Fixture Descriptions'!$A$2:$K$3982,MATCH(Y520,'Fixture Descriptions'!$A$2:$A$3982,0),8),\"\")","v":""},"",null,null,null,null,null,null,null,null,null,null,null,null,null,null,null,null,null,null,null,null,null,null,null,null,null,null,null,null,null,null,null,null,null,null,null,null,null,null,null,null,null,null,null,null,{"$f":"INDEX('Fixture Descriptions'!A:K,MATCH('Inspection Form'!H520,'Fixture Descriptions'!A:A,0),8)","v":{"$error":"#N/A"}},{"$error":"#N/A"},null,{"$error":"#N/A"},1,null,null,null,{"$f":"IFERROR(IF(AND(INDEX(Inventory!CA:CA,MATCH('Inspection Form'!B520,Inventory!B:B,0))=\"Not Qualified\",INDEX(Inventory!L:L,MATCH('Inspection Form'!B520,Inventory!B:B,0))<>\"\",$Q$5<>\"Pre\"),0,BY520*BZ520), 0)","v":0},null,{"$error":"#DIV/0!"},{"$error":"#DIV/0!"},517]
[null,518,null,null,null,null,null,null,null,null,null,null,null,null,null,null,null,null,null,"",null,null,null,null,"",{"$f":"IFERROR(INDEX('Fixture Descriptions'!$A$2:$K$3982,MATCH(Y522,'Fixture Descriptions'!$A$2:$A$3982,0),3),\"\")","v":""},{"$f":"IFERROR(INDEX('Fixture Descriptions'!$A$2:$K$3982,MATCH(Y522,'Fixture Descriptions'!$A$2:$A$3982,0),4),\"\")","v":""},{"$f":"IFERROR(INDEX('Fixture Descriptions'!$A$2:$K$3982,MATCH(Y522,'Fixture Descriptions'!$A$2:$A$3982,0),8),\"\")","v":""},"",null,null,null,null,null,null,null,null,null,null,null,null,null,null,null,null,null,null,null,null,null,null,null,null,null,null,null,null,null,null,null,null,null,null,null,null,null,null,null,null,null,null,null,null,{"$f":"INDEX('Fixture Descriptions'!A:K,MATCH('Inspection Form'!H522,'Fixture Descriptions'!A:A,0),8)","v":{"$error":"#N/A"}},{"$error":"#N/A"},null,{"$error":"#N/A"},1,null,null,null,{"$f":"IFERROR(IF(AND(INDEX(Inventory!CA:CA,MATCH('Inspection Form'!B522,Inventory!B:B,0))=\"Not Qualified\",INDEX(Inventory!L:L,MATCH('Inspection Form'!B522,Inventory!B:B,0))<>\"\",$Q$5<>\"Pre\"),0,BY522*BZ522), 0)","v":0},null,{"$error":"#DIV/0!"},{"$error":"#DIV/0!"},519]
[null,519,null,null,null,null,null,null,null,null,null,null,null,null,null,null,null,null,null,"",null,null,null,null,"",{"$f":"IFERROR(INDEX('Fixture Descriptions'!$A$2:$K$3982,MATCH(Y523,'Fixture Descriptions'!$A$2:$A$3982,0),3),\"\")","v":""},{"$f":"IFERROR(INDEX('Fixture Descriptions'!$A$2:$K$3982,MATCH(Y523,'Fixture Descriptions'!$A$2:$A$3982,0),4),\"\")","v":""},{"$f":"IFERROR(INDEX('Fixture Descriptions'!$A$2:$K$3982,MATCH(Y523,'Fixture Descriptions'!$A$2:$A$3982,0),8),\"\")","v":""},"",null,null,null,null,null,null,null,null,null,null,null,null,null,null,null,null,null,null,null,null,null,null,null,null,null,null,null,null,null,null,null,null,null,null,null,null,null,null,null,null,null,null,null,null,{"$f":"INDEX('Fixture Descriptions'!A:K,MATCH('Inspection Form'!H523,'Fixture Descriptions'!A:A,0),8)","v":{"$error":"#N/A"}},{"$error":"#N/A"},null,{"$error":"#N/A"},1,null,null,null,{"$f":"IFERROR(IF(AND(INDEX(Inventory!CA:CA,MATCH('Inspection Form'!B523,Inventory!B:B,0))=\"Not Qualified\",INDEX(Inventory!L:L,MATCH('Inspection Form'!B523,Inventory!B:B,0))<>\"\",$Q$5<>\"Pre\"),0,BY523*BZ523), 0)","v":0},null,{"$error":"#DIV/0!"},{"$error":"#DIV/0!"},520]
[null,522,null,null,null,null,null,null,null,null,null,null,null,null,null,null,null,null,null,"",null,null,null,null,"",{"$f":"IFERROR(INDEX('Fixture Descriptions'!$A$2:$K$3982,MATCH(Y526,'Fixture Descriptions'!$A$2:$A$3982,0),3),\"\")","v":""},{"$f":"IFERROR(INDEX('Fixture Descriptions'!$A$2:$K$3982,MATCH(Y526,'Fixture Descriptions'!$A$2:$A$3982,0),4),\"\")","v":""},{"$f":"IFERROR(INDEX('Fixture Descriptions'!$A$2:$K$3982,MATCH(Y526,'Fixture Descriptions'!$A$2:$A$3982,0),8),\"\")","v":""},"",null,null,null,null,null,null,null,null,null,null,null,null,null,null,null,null,null,null,null,null,null,null,null,null,null,null,null,null,null,null,null,null,null,null,null,null,null,null,null,null,null,null,null,null,{"$f":"INDEX('Fixture Descriptions'!A:K,MATCH('Inspection Form'!H526,'Fixture Descriptions'!A:A,0),8)","v":{"$error":"#N/A"}},{"$error":"#N/A"},null,{"$error":"#N/A"},1,null,null,null,{"$f":"IFERROR(IF(AND(INDEX(Inventory!CA:CA,MATCH('Inspection Form'!B526,Inventory!B:B,0))=\"Not Qualified\",INDEX(Inventory!L:L,MATCH('Inspection Form'!B526,Inventory!B:B,0))<>\"\",$Q$5<>\"Pre\"),0,BY526*BZ526), 0)","v":0},null,{"$error":"#DIV/0!"},{"$error":"#DIV/0!"},523]
[null,523,null,null,null,null,null,null,null,null,null,null,null,null,null,null,null,null,null,"",null,null,null,null,"",{"$f":"IFERROR(INDEX('Fixture Descriptions'!$A$2:$K$3982,MATCH(Y527,'Fixture Descriptions'!$A$2:$A$3982,0),3),\"\")","v":""},{"$f":"IFERROR(INDEX('Fixture Descriptions'!$A$2:$K$3982,MATCH(Y527,'Fixture Descriptions'!$A$2:$A$3982,0),4),\"\")","v":""},{"$f":"IFERROR(INDEX('Fixture Descriptions'!$A$2:$K$3982,MATCH(Y527,'Fixture Descriptions'!$A$2:$A$3982,0),8),\"\")","v":""},"",null,null,null,null,null,null,null,null,null,null,null,null,null,null,null,null,null,null,null,null,null,null,null,null,null,null,null,null,null,null,null,null,null,null,null,null,null,null,null,null,null,null,null,null,{"$f":"INDEX('Fixture Descriptions'!A:K,MATCH('Inspection Form'!H527,'Fixture Descriptions'!A:A,0),8)","v":{"$error":"#N/A"}},{"$error":"#N/A"},null,{"$error":"#N/A"},1,null,null,null,{"$f":"IFERROR(IF(AND(INDEX(Inventory!CA:CA,MATCH('Inspection Form'!B527,Inventory!B:B,0))=\"Not Qualified\",INDEX(Inventory!L:L,MATCH('Inspection Form'!B527,Inventory!B:B,0))<>\"\",$Q$5<>\"Pre\"),0,BY527*BZ527), 0)","v":0},null,{"$error":"#DIV/0!"},{"$error":"#DIV/0!"},524]
[null,525,null,null,null,null,null,null,null,null,null,null,null,null,null,null,null,null,null,"",null,null,null,null,"",{"$f":"IFERROR(INDEX('Fixture Descriptions'!$A$2:$K$3982,MATCH(Y529,'Fixture Descriptions'!$A$2:$A$3982,0),3),\"\")","v":""},{"$f":"IFERROR(INDEX('Fixture Descriptions'!$A$2:$K$3982,MATCH(Y529,'Fixture Descriptions'!$A$2:$A$3982,0),4),\"\")","v":""},{"$f":"IFERROR(INDEX('Fixture Descriptions'!$A$2:$K$3982,MATCH(Y529,'Fixture Descriptions'!$A$2:$A$3982,0),8),\"\")","v":""},"",null,null,null,null,null,null,null,null,null,null,null,null,null,null,null,null,null,null,null,null,null,null,null,null,null,null,null,null,null,null,null,null,null,null,null,null,null,null,null,null,null,null,null,null,{"$f":"INDEX('Fixture Descriptions'!A:K,MATCH('Inspection Form'!H529,'Fixture Descriptions'!A:A,0),8)","v":{"$error":"#N/A"}},{"$error":"#N/A"},null,{"$error":"#N/A"},1,null,null,null,{"$f":"IFERROR(IF(AND(INDEX(Inventory!CA:CA,MATCH('Inspection Form'!B529,Inventory!B:B,0))=\"Not Qualified\",INDEX(Inventory!L:L,MATCH('Inspection Form'!B529,Inventory!B:B,0))<>\"\",$Q$5<>\"Pre\"),0,BY529*BZ529), 0)","v":0},null,{"$error":"#DIV/0!"},{"$error":"#DIV/0!"},526]
[null,526,null,null,null,null,null,null,null,null,null,null,null,null,null,null,null,null,null,"",null,null,null,null,"",{"$f":"IFERROR(INDEX('Fixture Descriptions'!$A$2:$K$3982,MATCH(Y530,'Fixture Descriptions'!$A$2:$A$3982,0),3),\"\")","v":""},{"$f":"IFERROR(INDEX('Fixture Descriptions'!$A$2:$K$3982,MATCH(Y530,'Fixture Descriptions'!$A$2:$A$3982,0),4),\"\")","v":""},{"$f":"IFERROR(INDEX('Fixture Descriptions'!$A$2:$K$3982,MATCH(Y530,'Fixture Descriptions'!$A$2:$A$3982,0),8),\"\")","v":""},"",null,null,null,null,null,null,null,null,null,null,null,null,null,null,null,null,null,null,null,null,null,null,null,null,null,null,null,null,null,null,null,null,null,null,null,null,null,null,null,null,null,null,null,null,{"$f":"INDEX('Fixture Descriptions'!A:K,MATCH('Inspection Form'!H530,'Fixture Descriptions'!A:A,0),8)","v":{"$error":"#N/A"}},{"$error":"#N/A"},null,{"$error":"#N/A"},1,null,null,null,{"$f":"IFERROR(IF(AND(INDEX(Inventory!CA:CA,MATCH('Inspection Form'!B530,Inventory!B:B,0))=\"Not Qualified\",INDEX(Inventory!L:L,MATCH('Inspection Form'!B530,Inventory!B:B,0))<>\"\",$Q$5<>\"Pre\"),0,BY530*BZ530), 0)","v":0},null,{"$error":"#DIV/0!"},{"$error":"#DIV/0!"},527]
[null,529,null,null,null,null,null,null,null,null,null,null,null,null,null,null,null,null,null,"",null,null,null,null,"",{"$f":"IFERROR(INDEX('Fixture Descriptions'!$A$2:$K$3982,MATCH(Y533,'Fixture Descriptions'!$A$2:$A$3982,0),3),\"\")","v":""},{"$f":"IFERROR(INDEX('Fixture Descriptions'!$A$2:$K$3982,MATCH(Y533,'Fixture Descriptions'!$A$2:$A$3982,0),4),\"\")","v":""},{"$f":"IFERROR(INDEX('Fixture Descriptions'!$A$2:$K$3982,MATCH(Y533,'Fixture Descriptions'!$A$2:$A$3982,0),8),\"\")","v":""},"",null,null,null,null,null,null,null,null,null,null,null,null,null,null,null,null,null,null,null,null,null,null,null,null,null,null,null,null,null,null,null,null,null,null,null,null,null,null,null,null,null,null,null,null,{"$f":"INDEX('Fixture Descriptions'!A:K,MATCH('Inspection Form'!H533,'Fixture Descriptions'!A:A,0),8)","v":{"$error":"#N/A"}},{"$error":"#N/A"},null,{"$error":"#N/A"},1,null,null,null,{"$f":"IFERROR(IF(AND(INDEX(Inventory!CA:CA,MATCH('Inspection Form'!B533,Inventory!B:B,0))=\"Not Qualified\",INDEX(Inventory!L:L,MATCH('Inspection Form'!B533,Inventory!B:B,0))<>\"\",$Q$5<>\"Pre\"),0,BY533*BZ533), 0)","v":0},null,{"$error":"#DIV/0!"},{"$error":"#DIV/0!"},530]
[null,530,null,null,null,null,null,null,null,null,null,null,null,null,null,null,null,null,null,"",null,null,null,null,"",{"$f":"IFERROR(INDEX('Fixture Descriptions'!$A$2:$K$3982,MATCH(Y534,'Fixture Descriptions'!$A$2:$A$3982,0),3),\"\")","v":""},{"$f":"IFERROR(INDEX('Fixture Descriptions'!$A$2:$K$3982,MATCH(Y534,'Fixture Descriptions'!$A$2:$A$3982,0),4),\"\")","v":""},{"$f":"IFERROR(INDEX('Fixture Descriptions'!$A$2:$K$3982,MATCH(Y534,'Fixture Descriptions'!$A$2:$A$3982,0),8),\"\")","v":""},"",null,null,null,null,null,null,null,null,null,null,null,null,null,null,null,null,null,null,null,null,null,null,null,null,null,null,null,null,null,null,null,null,null,null,null,null,null,null,null,null,null,null,null,null,{"$f":"INDEX('Fixture Descriptions'!A:K,MATCH('Inspection Form'!H534,'Fixture Descriptions'!A:A,0),8)","v":{"$error":"#N/A"}},{"$error":"#N/A"},null,{"$error":"#N/A"},1,null,null,null,{"$f":"IFERROR(IF(AND(INDEX(Inventory!CA:CA,MATCH('Inspection Form'!B534,Inventory!B:B,0))=\"Not Qualified\",INDEX(Inventory!L:L,MATCH('Inspection Form'!B534,Inventory!B:B,0))<>\"\",$Q$5<>\"Pre\"),0,BY534*BZ534), 0)","v":0},null,{"$error":"#DIV/0!"},{"$error":"#DIV/0!"},531]
[null,532,null,null,null,null,null,null,null,null,null,null,null,null,null,null,null,null,null,"",null,null,null,null,"",{"$f":"IFERROR(INDEX('Fixture Descriptions'!$A$2:$K$3982,MATCH(Y536,'Fixture Descriptions'!$A$2:$A$3982,0),3),\"\")","v":""},{"$f":"IFERROR(INDEX('Fixture Descriptions'!$A$2:$K$3982,MATCH(Y536,'Fixture Descriptions'!$A$2:$A$3982,0),4),\"\")","v":""},{"$f":"IFERROR(INDEX('Fixture Descriptions'!$A$2:$K$3982,MATCH(Y536,'Fixture Descriptions'!$A$2:$A$3982,0),8),\"\")","v":""},"",null,null,null,null,null,null,null,null,null,null,null,null,null,null,null,null,null,null,null,null,null,null,null,null,null,null,null,null,null,null,null,null,null,null,null,null,null,null,null,null,null,null,null,null,{"$f":"INDEX('Fixture Descriptions'!A:K,MATCH('Inspection Form'!H536,'Fixture Descriptions'!A:A,0),8)","v":{"$error":"#N/A"}},{"$error":"#N/A"},null,{"$error":"#N/A"},1,null,null,null,{"$f":"IFERROR(IF(AND(INDEX(Inventory!CA:CA,MATCH('Inspection Form'!B536,Inventory!B:B,0))=\"Not Qualified\",INDEX(Inventory!L:L,MATCH('Inspection Form'!B536,Inventory!B:B,0))<>\"\",$Q$5<>\"Pre\"),0,BY536*BZ536), 0)","v":0},null,{"$error":"#DIV/0!"},{"$error":"#DIV/0!"},533]
[null,533,null,null,null,null,null,null,null,null,null,null,null,null,null,null,null,null,null,"",null,null,null,null,"",{"$f":"IFERROR(INDEX('Fixture Descriptions'!$A$2:$K$3982,MATCH(Y537,'Fixture Descriptions'!$A$2:$A$3982,0),3),\"\")","v":""},{"$f":"IFERROR(INDEX('Fixture Descriptions'!$A$2:$K$3982,MATCH(Y537,'Fixture Descriptions'!$A$2:$A$3982,0),4),\"\")","v":""},{"$f":"IFERROR(INDEX('Fixture Descriptions'!$A$2:$K$3982,MATCH(Y537,'Fixture Descriptions'!$A$2:$A$3982,0),8),\"\")","v":""},"",null,null,null,null,null,null,null,null,null,null,null,null,null,null,null,null,null,null,null,null,null,null,null,null,null,null,null,null,null,null,null,null,null,null,null,null,null,null,null,null,null,null,null,null,{"$f":"INDEX('Fixture Descriptions'!A:K,MATCH('Inspection Form'!H537,'Fixture Descriptions'!A:A,0),8)","v":{"$error":"#N/A"}},{"$error":"#N/A"},null,{"$error":"#N/A"},1,null,null,null,{"$f":"IFERROR(IF(AND(INDEX(Inventory!CA:CA,MATCH('Inspection Form'!B537,Inventory!B:B,0))=\"Not Qualified\",INDEX(Inventory!L:L,MATCH('Inspection Form'!B537,Inventory!B:B,0))<>\"\",$Q$5<>\"Pre\"),0,BY537*BZ537), 0)","v":0},null,{"$error":"#DIV/0!"},{"$error":"#DIV/0!"},534]
[null,536,null,null,null,null,null,null,null,null,null,null,null,null,null,null,null,null,null,"",null,null,null,null,"",{"$f":"IFERROR(INDEX('Fixture Descriptions'!$A$2:$K$3982,MATCH(Y540,'Fixture Descriptions'!$A$2:$A$3982,0),3),\"\")","v":""},{"$f":"IFERROR(INDEX('Fixture Descriptions'!$A$2:$K$3982,MATCH(Y540,'Fixture Descriptions'!$A$2:$A$3982,0),4),\"\")","v":""},{"$f":"IFERROR(INDEX('Fixture Descriptions'!$A$2:$K$3982,MATCH(Y540,'Fixture Descriptions'!$A$2:$A$3982,0),8),\"\")","v":""},"",null,null,null,null,null,null,null,null,null,null,null,null,null,null,null,null,null,null,null,null,null,null,null,null,null,null,null,null,null,null,null,null,null,null,null,null,null,null,null,null,null,null,null,null,{"$f":"INDEX('Fixture Descriptions'!A:K,MATCH('Inspection Form'!H540,'Fixture Descriptions'!A:A,0),8)","v":{"$error":"#N/A"}},{"$error":"#N/A"},null,{"$error":"#N/A"},1,null,null,null,{"$f":"IFERROR(IF(AND(INDEX(Inventory!CA:CA,MATCH('Inspection Form'!B540,Inventory!B:B,0))=\"Not Qualified\",INDEX(Inventory!L:L,MATCH('Inspection Form'!B540,Inventory!B:B,0))<>\"\",$Q$5<>\"Pre\"),0,BY540*BZ540), 0)","v":0},null,{"$error":"#DIV/0!"},{"$error":"#DIV/0!"},537]
[null,537,null,null,null,null,null,null,null,null,null,null,null,null,null,null,null,null,null,"",null,null,null,null,"",{"$f":"IFERROR(INDEX('Fixture Descriptions'!$A$2:$K$3982,MATCH(Y541,'Fixture Descriptions'!$A$2:$A$3982,0),3),\"\")","v":""},{"$f":"IFERROR(INDEX('Fixture Descriptions'!$A$2:$K$3982,MATCH(Y541,'Fixture Descriptions'!$A$2:$A$3982,0),4),\"\")","v":""},{"$f":"IFERROR(INDEX('Fixture Descriptions'!$A$2:$K$3982,MATCH(Y541,'Fixture Descriptions'!$A$2:$A$3982,0),8),\"\")","v":""},"",null,null,null,null,null,null,null,null,null,null,null,null,null,null,null,null,null,null,null,null,null,null,null,null,null,null,null,null,null,null,null,null,null,null,null,null,null,null,null,null,null,null,null,null,{"$f":"INDEX('Fixture Descriptions'!A:K,MATCH('Inspection Form'!H541,'Fixture Descriptions'!A:A,0),8)","v":{"$error":"#N/A"}},{"$error":"#N/A"},null,{"$error":"#N/A"},1,null,null,null,{"$f":"IFERROR(IF(AND(INDEX(Inventory!CA:CA,MATCH('Inspection Form'!B541,Inventory!B:B,0))=\"Not Qualified\",INDEX(Inventory!L:L,MATCH('Inspection Form'!B541,Inventory!B:B,0))<>\"\",$Q$5<>\"Pre\"),0,BY541*BZ541), 0)","v":0},null,{"$error":"#DIV/0!"},{"$error":"#DIV/0!"},538]
[null,539,null,null,null,null,null,null,null,null,null,null,null,null,null,null,null,null,null,"",null,null,null,null,"",{"$f":"IFERROR(INDEX('Fixture Descriptions'!$A$2:$K$3982,MATCH(Y543,'Fixture Descriptions'!$A$2:$A$3982,0),3),\"\")","v":""},{"$f":"IFERROR(INDEX('Fixture Descriptions'!$A$2:$K$3982,MATCH(Y543,'Fixture Descriptions'!$A$2:$A$3982,0),4),\"\")","v":""},{"$f":"IFERROR(INDEX('Fixture Descriptions'!$A$2:$K$3982,MATCH(Y543,'Fixture Descriptions'!$A$2:$A$3982,0),8),\"\")","v":""},"",null,null,null,null,null,null,null,null,null,null,null,null,null,null,null,null,null,null,null,null,null,null,null,null,null,null,null,null,null,null,null,null,null,null,null,null,null,null,null,null,null,null,null,null,{"$f":"INDEX('Fixture Descriptions'!A:K,MATCH('Inspection Form'!H543,'Fixture Descriptions'!A:A,0),8)","v":{"$error":"#N/A"}},{"$error":"#N/A"},null,{"$error":"#N/A"},1,null,null,null,{"$f":"IFERROR(IF(AND(INDEX(Inventory!CA:CA,MATCH('Inspection Form'!B543,Inventory!B:B,0))=\"Not Qualified\",INDEX(Inventory!L:L,MATCH('Inspection Form'!B543,Inventory!B:B,0))<>\"\",$Q$5<>\"Pre\"),0,BY543*BZ543), 0)","v":0},null,{"$error":"#DIV/0!"},{"$error":"#DIV/0!"},540]
[null,540,null,null,null,null,null,null,null,null,null,null,null,null,null,null,null,null,null,"",null,null,null,null,"",{"$f":"IFERROR(INDEX('Fixture Descriptions'!$A$2:$K$3982,MATCH(Y544,'Fixture Descriptions'!$A$2:$A$3982,0),3),\"\")","v":""},{"$f":"IFERROR(INDEX('Fixture Descriptions'!$A$2:$K$3982,MATCH(Y544,'Fixture Descriptions'!$A$2:$A$3982,0),4),\"\")","v":""},{"$f":"IFERROR(INDEX('Fixture Descriptions'!$A$2:$K$3982,MATCH(Y544,'Fixture Descriptions'!$A$2:$A$3982,0),8),\"\")","v":""},"",null,null,null,null,null,null,null,null,null,null,null,null,null,null,null,null,null,null,null,null,null,null,null,null,null,null,null,null,null,null,null,null,null,null,null,null,null,null,null,null,null,null,null,null,{"$f":"INDEX('Fixture Descriptions'!A:K,MATCH('Inspection Form'!H544,'Fixture Descriptions'!A:A,0),8)","v":{"$error":"#N/A"}},{"$error":"#N/A"},null,{"$error":"#N/A"},1,null,null,null,{"$f":"IFERROR(IF(AND(INDEX(Inventory!CA:CA,MATCH('Inspection Form'!B544,Inventory!B:B,0))=\"Not Qualified\",INDEX(Inventory!L:L,MATCH('Inspection Form'!B544,Inventory!B:B,0))<>\"\",$Q$5<>\"Pre\"),0,BY544*BZ544), 0)","v":0},null,{"$error":"#DIV/0!"},{"$error":"#DIV/0!"},541]
[null,543,null,null,null,null,null,null,null,null,null,null,null,null,null,null,null,null,null,"",null,null,null,null,"",{"$f":"IFERROR(INDEX('Fixture Descriptions'!$A$2:$K$3982,MATCH(Y547,'Fixture Descriptions'!$A$2:$A$3982,0),3),\"\")","v":""},{"$f":"IFERROR(INDEX('Fixture Descriptions'!$A$2:$K$3982,MATCH(Y547,'Fixture Descriptions'!$A$2:$A$3982,0),4),\"\")","v":""},{"$f":"IFERROR(INDEX('Fixture Descriptions'!$A$2:$K$3982,MATCH(Y547,'Fixture Descriptions'!$A$2:$A$3982,0),8),\"\")","v":""},"",null,null,null,null,null,null,null,null,null,null,null,null,null,null,null,null,null,null,null,null,null,null,null,null,null,null,null,null,null,null,null,null,null,null,null,null,null,null,null,null,null,null,null,null,{"$f":"INDEX('Fixture Descriptions'!A:K,MATCH('Inspection Form'!H547,'Fixture Descriptions'!A:A,0),8)","v":{"$error":"#N/A"}},{"$error":"#N/A"},null,{"$error":"#N/A"},1,null,null,null,{"$f":"IFERROR(IF(AND(INDEX(Inventory!CA:CA,MATCH('Inspection Form'!B547,Inventory!B:B,0))=\"Not Qualified\",INDEX(Inventory!L:L,MATCH('Inspection Form'!B547,Inventory!B:B,0))<>\"\",$Q$5<>\"Pre\"),0,BY547*BZ547), 0)","v":0},null,{"$error":"#DIV/0!"},{"$error":"#DIV/0!"},544]
[null,544,null,null,null,null,null,null,null,null,null,null,null,null,null,null,null,null,null,"",null,null,null,null,"",{"$f":"IFERROR(INDEX('Fixture Descriptions'!$A$2:$K$3982,MATCH(Y548,'Fixture Descriptions'!$A$2:$A$3982,0),3),\"\")","v":""},{"$f":"IFERROR(INDEX('Fixture Descriptions'!$A$2:$K$3982,MATCH(Y548,'Fixture Descriptions'!$A$2:$A$3982,0),4),\"\")","v":""},{"$f":"IFERROR(INDEX('Fixture Descriptions'!$A$2:$K$3982,MATCH(Y548,'Fixture Descriptions'!$A$2:$A$3982,0),8),\"\")","v":""},"",null,null,null,null,null,null,null,null,null,null,null,null,null,null,null,null,null,null,null,null,null,null,null,null,null,null,null,null,null,null,null,null,null,null,null,null,null,null,null,null,null,null,null,null,{"$f":"INDEX('Fixture Descriptions'!A:K,MATCH('Inspection Form'!H548,'Fixture Descriptions'!A:A,0),8)","v":{"$error":"#N/A"}},{"$error":"#N/A"},null,{"$error":"#N/A"},1,null,null,null,{"$f":"IFERROR(IF(AND(INDEX(Inventory!CA:CA,MATCH('Inspection Form'!B548,Inventory!B:B,0))=\"Not Qualified\",INDEX(Inventory!L:L,MATCH('Inspection Form'!B548,Inventory!B:B,0))<>\"\",$Q$5<>\"Pre\"),0,BY548*BZ548), 0)","v":0},null,{"$error":"#DIV/0!"},{"$error":"#DIV/0!"},545]
[null,546,null,null,null,null,null,null,null,null,null,null,null,null,null,null,null,null,null,"",null,null,null,null,"",{"$f":"IFERROR(INDEX('Fixture Descriptions'!$A$2:$K$3982,MATCH(Y550,'Fixture Descriptions'!$A$2:$A$3982,0),3),\"\")","v":""},{"$f":"IFERROR(INDEX('Fixture Descriptions'!$A$2:$K$3982,MATCH(Y550,'Fixture Descriptions'!$A$2:$A$3982,0),4),\"\")","v":""},{"$f":"IFERROR(INDEX('Fixture Descriptions'!$A$2:$K$3982,MATCH(Y550,'Fixture Descriptions'!$A$2:$A$3982,0),8),\"\")","v":""},"",null,null,null,null,null,null,null,null,null,null,null,null,null,null,null,null,null,null,null,null,null,null,null,null,null,null,null,null,null,null,null,null,null,null,null,null,null,null,null,null,null,null,null,null,{"$f":"INDEX('Fixture Descriptions'!A:K,MATCH('Inspection Form'!H550,'Fixture Descriptions'!A:A,0),8)","v":{"$error":"#N/A"}},{"$error":"#N/A"},null,{"$error":"#N/A"},1,null,null,null,{"$f":"IFERROR(IF(AND(INDEX(Inventory!CA:CA,MATCH('Inspection Form'!B550,Inventory!B:B,0))=\"Not Qualified\",INDEX(Inventory!L:L,MATCH('Inspection Form'!B550,Inventory!B:B,0))<>\"\",$Q$5<>\"Pre\"),0,BY550*BZ550), 0)","v":0},null,{"$error":"#DIV/0!"},{"$error":"#DIV/0!"},547]
[null,547,null,null,null,null,null,null,null,null,null,null,null,null,null,null,null,null,null,"",null,null,null,null,"",{"$f":"IFERROR(INDEX('Fixture Descriptions'!$A$2:$K$3982,MATCH(Y551,'Fixture Descriptions'!$A$2:$A$3982,0),3),\"\")","v":""},{"$f":"IFERROR(INDEX('Fixture Descriptions'!$A$2:$K$3982,MATCH(Y551,'Fixture Descriptions'!$A$2:$A$3982,0),4),\"\")","v":""},{"$f":"IFERROR(INDEX('Fixture Descriptions'!$A$2:$K$3982,MATCH(Y551,'Fixture Descriptions'!$A$2:$A$3982,0),8),\"\")","v":""},"",null,null,null,null,null,null,null,null,null,null,null,null,null,null,null,null,null,null,null,null,null,null,null,null,null,null,null,null,null,null,null,null,null,null,null,null,null,null,null,null,null,null,null,null,{"$f":"INDEX('Fixture Descriptions'!A:K,MATCH('Inspection Form'!H551,'Fixture Descriptions'!A:A,0),8)","v":{"$error":"#N/A"}},{"$error":"#N/A"},null,{"$error":"#N/A"},1,null,null,null,{"$f":"IFERROR(IF(AND(INDEX(Inventory!CA:CA,MATCH('Inspection Form'!B551,Inventory!B:B,0))=\"Not Qualified\",INDEX(Inventory!L:L,MATCH('Inspection Form'!B551,Inventory!B:B,0))<>\"\",$Q$5<>\"Pre\"),0,BY551*BZ551), 0)","v":0},null,{"$error":"#DIV/0!"},{"$error":"#DIV/0!"},548]
[null,550,null,null,null,null,null,null,null,null,null,null,null,null,null,null,null,null,null,null,null,null,null,null,null,null,null,null,null,null,null,null,null,null,null,null,null,null,null,null,null,null,null,null,null,null,null,null,null,null,null,null,null,null,null,null,null,null,null,null,null,null,null,null,null,null,null,null,null,null,null,null,null,{"$f":"INDEX('Fixture Descriptions'!A:K,MATCH('Inspection Form'!H554,'Fixture Descriptions'!A:A,0),8)","v":{"$error":"#N/A"}},{"$error":"#N/A"},null,{"$error":"#N/A"},1,null,null,null,{"$f":"IFERROR(IF(AND(INDEX(Inventory!CA:CA,MATCH('Inspection Form'!B554,Inventory!B:B,0))=\"Not Qualified\",INDEX(Inventory!L:L,MATCH('Inspection Form'!B554,Inventory!B:B,0))<>\"\",$Q$5<>\"Pre\"),0,BY554*BZ554), 0)","v":0},null,{"$error":"#DIV/0!"},{"$error":"#DIV/0!"},551]
[null,551,null,null,null,null,null,null,null,null,null,null,null,null,null,null,null,null,null,null,null,{"$f":"IF(COUNTIF('Buildings and Areas'!V5:V14,\"\")<>20,\"*building type uses custom values\",\"\")","v":"*building type uses custom values"},null,null,null,null,null,null,null,null,null,null,null,null,null,null,null,null,null,null,null,null,null,null,null,null,null,null,null,null,null,null,null,null,null,null,null,null,null,null,null,null,null,null,null,null,null,null,null,null,null,null,null,{"$f":"INDEX('Fixture Descriptions'!A:K,MATCH('Inspection Form'!H555,'Fixture Descriptions'!A:A,0),8)","v":{"$error":"#N/A"}},{"$error":"#N/A"},null,{"$error":"#N/A"},1,null,null,null,{"$f":"IFERROR(IF(AND(INDEX(Inventory!CA:CA,MATCH('Inspection Form'!B555,Inventory!B:B,0))=\"Not Qualified\",INDEX(Inventory!L:L,MATCH('Inspection Form'!B555,Inventory!B:B,0))<>\"\",$Q$5<>\"Pre\"),0,BY555*BZ555), 0)","v":0},null,{"$error":"#DIV/0!"},{"$error":"#DIV/0!"},552]
[null,554,null,null,null,null,null,null,null,null,null,null,null,null,null,null,null,null,null,"ext2",{"$f":"IF(T558=\"\",\"\",INDEX('Buildings and Areas'!$C$5:$C$14,MATCH(T558,'Buildings and Areas'!$B$5:$B$14,0)))","v":{"$error":"#N/A"}},{"$f":"IF(T558=\"\",\"\",IF(AND(U558=\"Exterior\",INDEX('Buildings and Areas'!$D$5:$D$14,MATCH(T558,'Buildings and Areas'!$B$5:$B$14,0))=\"\"),\"Exterior\",INDEX('Buildings and Areas'!$D$5:$D$14,MATCH(T558,'Buildings and Areas'!$B$5:$B$14,0))))&IFERROR(IF(INDEX('Buildings and Areas'!$V$5:$V$14,MATCH(T558,'Buildings and Areas'!$B$5:$B$14,0))<>\"\",\"*\",\"\"),\"\")","v":{"$error":"#N/A"}},null,{"$f":"IF(T558=\"\",\"\",IF(U558=\"Exterior\",\"None\",INDEX('Buildings and Areas'!$E$5:$E$14,MATCH(T558,'Buildings and Areas'!$B$5:$B$14,0))))","v":{"$error":"#N/A"}},null,{"$f":"IF(T558=\"\",\"\",INDEX('Buildings and Areas'!$F$5:$F$14,MATCH(T558,'Buildings and Areas'!$B$5:$B$14,0)))","v":{"$error":"#N/A"}},null,null,null,null,"ext2",null,null,null,null,null,null,null,null,null,null,null,null,null,null,null,null,null,null,null,null,null,null,null,null,null,null,null,null,null,null,null,null,null,null,null,null,null,null,null,null,null,null,{"$f":"INDEX('Fixture Descriptions'!A:K,MATCH('Inspection Form'!H558,'Fixture Descriptions'!A:A,0),8)","v":{"$error":"#N/A"}},{"$error":"#N/A"},null,{"$error":"#N/A"},1,null,null,null,{"$f":"IFERROR(IF(AND(INDEX(Inventory!CA:CA,MATCH('Inspection Form'!B558,Inventory!B:B,0))=\"Not Qualified\",INDEX(Inventory!L:L,MATCH('Inspection Form'!B558,Inventory!B:B,0))<>\"\",$Q$5<>\"Pre\"),0,BY558*BZ558), 0)","v":0},null,{"$error":"#DIV/0!"},{"$error":"#DIV/0!"},555]
[null,555,null,null,null,null,null,null,null,null,null,null,null,null,null,null,null,null,null,"",{"$f":"IF(T559=\"\",\"\",INDEX('Buildings and Areas'!$C$5:$C$14,MATCH(T559,'Buildings and Areas'!$B$5:$B$14,0)))","v":""},{"$f":"IF(T559=\"\",\"\",IF(AND(U559=\"Exterior\",INDEX('Buildings and Areas'!$D$5:$D$14,MATCH(T559,'Buildings and Areas'!$B$5:$B$14,0))=\"\"),\"Exterior\",INDEX('Buildings and Areas'!$D$5:$D$14,MATCH(T559,'Buildings and Areas'!$B$5:$B$14,0))))&IFERROR(IF(INDEX('Buildings and Areas'!$V$5:$V$14,MATCH(T559,'Buildings and Areas'!$B$5:$B$14,0))<>\"\",\"*\",\"\"),\"\")","v":""},null,{"$f":"IF(T559=\"\",\"\",IF(U559=\"Exterior\",\"None\",INDEX('Buildings and Areas'!$E$5:$E$14,MATCH(T559,'Buildings and Areas'!$B$5:$B$14,0))))","v":""},null,{"$f":"IF(T559=\"\",\"\",INDEX('Buildings and Areas'!$F$5:$F$14,MATCH(T559,'Buildings and Areas'!$B$5:$B$14,0)))","v":""},null,null,null,null,null,null,null,null,null,null,null,null,null,null,null,null,null,null,null,null,null,null,null,null,null,null,null,null,null,null,null,null,null,null,null,null,null,null,null,null,null,null,null,null,null,null,null,{"$f":"INDEX('Fixture Descriptions'!A:K,MATCH('Inspection Form'!H559,'Fixture Descriptions'!A:A,0),8)","v":{"$error":"#N/A"}},{"$error":"#N/A"},null,{"$error":"#N/A"},1,null,null,null,{"$f":"IFERROR(IF(AND(INDEX(Inventory!CA:CA,MATCH('Inspection Form'!B559,Inventory!B:B,0))=\"Not Qualified\",INDEX(Inventory!L:L,MATCH('Inspection Form'!B559,Inventory!B:B,0))<>\"\",$Q$5<>\"Pre\"),0,BY559*BZ559), 0)","v":0},null,{"$error":"#DIV/0!"},{"$error":"#DIV/0!"},556]
[null,557,null,null,null,null,null,null,null,null,null,null,null,null,null,null,null,null,null,"",{"$f":"IF(T561=\"\",\"\",INDEX('Buildings and Areas'!$C$5:$C$14,MATCH(T561,'Buildings and Areas'!$B$5:$B$14,0)))","v":""},{"$f":"IF(T561=\"\",\"\",IF(AND(U561=\"Exterior\",INDEX('Buildings and Areas'!$D$5:$D$14,MATCH(T561,'Buildings and Areas'!$B$5:$B$14,0))=\"\"),\"Exterior\",INDEX('Buildings and Areas'!$D$5:$D$14,MATCH(T561,'Buildings and Areas'!$B$5:$B$14,0))))&IFERROR(IF(INDEX('Buildings and Areas'!$V$5:$V$14,MATCH(T561,'Buildings and Areas'!$B$5:$B$14,0))<>\"\",\"*\",\"\"),\"\")","v":""},null,{"$f":"IF(T561=\"\",\"\",IF(U561=\"Exterior\",\"None\",INDEX('Buildings and Areas'!$E$5:$E$14,MATCH(T561,'Buildings and Areas'!$B$5:$B$14,0))))","v":""},null,{"$f":"IF(T561=\"\",\"\",INDEX('Buildings and Areas'!$F$5:$F$14,MATCH(T561,'Buildings and Areas'!$B$5:$B$14,0)))","v":""},null,null,null,null,null,null,null,null,null,null,null,null,null,null,null,null,null,null,null,null,null,null,null,null,null,null,null,null,null,null,null,null,null,null,null,null,null,null,null,null,null,null,null,null,null,null,null,{"$f":"INDEX('Fixture Descriptions'!A:K,MATCH('Inspection Form'!H561,'Fixture Descriptions'!A:A,0),8)","v":{"$error":"#N/A"}},{"$error":"#N/A"},null,{"$error":"#N/A"},1,null,null,null,{"$f":"IFERROR(IF(AND(INDEX(Inventory!CA:CA,MATCH('Inspection Form'!B561,Inventory!B:B,0))=\"Not Qualified\",INDEX(Inventory!L:L,MATCH('Inspection Form'!B561,Inventory!B:B,0))<>\"\",$Q$5<>\"Pre\"),0,BY561*BZ561), 0)","v":0},null,{"$error":"#DIV/0!"},{"$error":"#DIV/0!"},558]
[null,558,null,null,null,null,null,null,null,null,null,null,null,null,null,null,null,null,null,"",{"$f":"IF(T562=\"\",\"\",INDEX('Buildings and Areas'!$C$5:$C$14,MATCH(T562,'Buildings and Areas'!$B$5:$B$14,0)))","v":""},{"$f":"IF(T562=\"\",\"\",IF(AND(U562=\"Exterior\",INDEX('Buildings and Areas'!$D$5:$D$14,MATCH(T562,'Buildings and Areas'!$B$5:$B$14,0))=\"\"),\"Exterior\",INDEX('Buildings and Areas'!$D$5:$D$14,MATCH(T562,'Buildings and Areas'!$B$5:$B$14,0))))&IFERROR(IF(INDEX('Buildings and Areas'!$V$5:$V$14,MATCH(T562,'Buildings and Areas'!$B$5:$B$14,0))<>\"\",\"*\",\"\"),\"\")","v":""},null,{"$f":"IF(T562=\"\",\"\",IF(U562=\"Exterior\",\"None\",INDEX('Buildings and Areas'!$E$5:$E$14,MATCH(T562,'Buildings and Areas'!$B$5:$B$14,0))))","v":""},null,{"$f":"IF(T562=\"\",\"\",INDEX('Buildings and Areas'!$F$5:$F$14,MATCH(T562,'Buildings and Areas'!$B$5:$B$14,0)))","v":""},null,null,null,null,null,null,null,null,null,null,null,null,null,null,null,null,null,null,null,null,null,null,null,null,null,null,null,null,null,null,null,null,null,null,null,null,null,null,null,null,null,null,null,null,null,null,null,{"$f":"INDEX('Fixture Descriptions'!A:K,MATCH('Inspection Form'!H562,'Fixture Descriptions'!A:A,0),8)","v":{"$error":"#N/A"}},{"$error":"#N/A"},null,{"$error":"#N/A"},1,null,null,null,{"$f":"IFERROR(IF(AND(INDEX(Inventory!CA:CA,MATCH('Inspection Form'!B562,Inventory!B:B,0))=\"Not Qualified\",INDEX(Inventory!L:L,MATCH('Inspection Form'!B562,Inventory!B:B,0))<>\"\",$Q$5<>\"Pre\"),0,BY562*BZ562), 0)","v":0},null,{"$error":"#DIV/0!"},{"$error":"#DIV/0!"},559]
[null,561,null,null,null,null,null,null,null,null,null,null,null,null,null,null,null,null,null,"",{"$f":"IF(T565=\"\",\"\",INDEX('Buildings and Areas'!$C$5:$C$14,MATCH(T565,'Buildings and Areas'!$B$5:$B$14,0)))","v":""},{"$f":"IF(T565=\"\",\"\",IF(AND(U565=\"Exterior\",INDEX('Buildings and Areas'!$D$5:$D$14,MATCH(T565,'Buildings and Areas'!$B$5:$B$14,0))=\"\"),\"Exterior\",INDEX('Buildings and Areas'!$D$5:$D$14,MATCH(T565,'Buildings and Areas'!$B$5:$B$14,0))))&IFERROR(IF(INDEX('Buildings and Areas'!$V$5:$V$14,MATCH(T565,'Buildings and Areas'!$B$5:$B$14,0))<>\"\",\"*\",\"\"),\"\")","v":""},null,{"$f":"IF(T565=\"\",\"\",IF(U565=\"Exterior\",\"None\",INDEX('Buildings and Areas'!$E$5:$E$14,MATCH(T565,'Buildings and Areas'!$B$5:$B$14,0))))","v":""},null,{"$f":"IF(T565=\"\",\"\",INDEX('Buildings and Areas'!$F$5:$F$14,MATCH(T565,'Buildings and Areas'!$B$5:$B$14,0)))","v":""},null,null,null,null,null,null,null,null,null,null,null,null,null,null,null,null,null,null,null,null,null,null,null,null,null,null,null,null,null,null,null,null,null,null,null,null,null,null,null,null,null,null,null,null,null,null,null,{"$f":"INDEX('Fixture Descriptions'!A:K,MATCH('Inspection Form'!H565,'Fixture Descriptions'!A:A,0),8)","v":{"$error":"#N/A"}},{"$error":"#N/A"},null,{"$error":"#N/A"},1,null,null,null,{"$f":"IFERROR(IF(AND(INDEX(Inventory!CA:CA,MATCH('Inspection Form'!B565,Inventory!B:B,0))=\"Not Qualified\",INDEX(Inventory!L:L,MATCH('Inspection Form'!B565,Inventory!B:B,0))<>\"\",$Q$5<>\"Pre\"),0,BY565*BZ565), 0)","v":0},null,{"$error":"#DIV/0!"},{"$error":"#DIV/0!"},562]
[null,562,null,null,null,null,null,null,null,null,null,null,null,null,null,null,null,null,null,"",{"$f":"IF(T566=\"\",\"\",INDEX('Buildings and Areas'!$C$5:$C$14,MATCH(T566,'Buildings and Areas'!$B$5:$B$14,0)))","v":""},{"$f":"IF(T566=\"\",\"\",IF(AND(U566=\"Exterior\",INDEX('Buildings and Areas'!$D$5:$D$14,MATCH(T566,'Buildings and Areas'!$B$5:$B$14,0))=\"\"),\"Exterior\",INDEX('Buildings and Areas'!$D$5:$D$14,MATCH(T566,'Buildings and Areas'!$B$5:$B$14,0))))&IFERROR(IF(INDEX('Buildings and Areas'!$V$5:$V$14,MATCH(T566,'Buildings and Areas'!$B$5:$B$14,0))<>\"\",\"*\",\"\"),\"\")","v":""},null,{"$f":"IF(T566=\"\",\"\",IF(U566=\"Exterior\",\"None\",INDEX('Buildings and Areas'!$E$5:$E$14,MATCH(T566,'Buildings and Areas'!$B$5:$B$14,0))))","v":""},null,{"$f":"IF(T566=\"\",\"\",INDEX('Buildings and Areas'!$F$5:$F$14,MATCH(T566,'Buildings and Areas'!$B$5:$B$14,0)))","v":""},null,null,null,null,null,null,null,null,null,null,null,null,null,null,null,null,null,null,null,null,null,null,null,null,null,null,null,null,null,null,null,null,null,null,null,null,null,null,null,null,null,null,null,null,null,null,null,{"$f":"INDEX('Fixture Descriptions'!A:K,MATCH('Inspection Form'!H566,'Fixture Descriptions'!A:A,0),8)","v":{"$error":"#N/A"}},{"$error":"#N/A"},null,{"$error":"#N/A"},1,null,null,null,{"$f":"IFERROR(IF(AND(INDEX(Inventory!CA:CA,MATCH('Inspection Form'!B566,Inventory!B:B,0))=\"Not Qualified\",INDEX(Inventory!L:L,MATCH('Inspection Form'!B566,Inventory!B:B,0))<>\"\",$Q$5<>\"Pre\"),0,BY566*BZ566), 0)","v":0},null,{"$error":"#DIV/0!"},{"$error":"#DIV/0!"},563]
[null,564,null,null,null,null,null,null,null,null,null,null,null,null,null,null,null,null,null,"",{"$f":"IF(T568=\"\",\"\",INDEX('Buildings and Areas'!$C$5:$C$14,MATCH(T568,'Buildings and Areas'!$B$5:$B$14,0)))","v":""},{"$f":"IF(T568=\"\",\"\",IF(AND(U568=\"Exterior\",INDEX('Buildings and Areas'!$D$5:$D$14,MATCH(T568,'Buildings and Areas'!$B$5:$B$14,0))=\"\"),\"Exterior\",INDEX('Buildings and Areas'!$D$5:$D$14,MATCH(T568,'Buildings and Areas'!$B$5:$B$14,0))))&IFERROR(IF(INDEX('Buildings and Areas'!$V$5:$V$14,MATCH(T568,'Buildings and Areas'!$B$5:$B$14,0))<>\"\",\"*\",\"\"),\"\")","v":""},null,{"$f":"IF(T568=\"\",\"\",IF(U568=\"Exterior\",\"None\",INDEX('Buildings and Areas'!$E$5:$E$14,MATCH(T568,'Buildings and Areas'!$B$5:$B$14,0))))","v":""},null,{"$f":"IF(T568=\"\",\"\",INDEX('Buildings and Areas'!$F$5:$F$14,MATCH(T568,'Buildings and Areas'!$B$5:$B$14,0)))","v":""},null,null,null,null,null,null,null,null,null,null,null,null,null,null,null,null,null,null,null,null,null,null,null,null,null,null,null,null,null,null,null,null,null,null,null,null,null,null,null,null,null,null,null,null,null,null,null,{"$f":"INDEX('Fixture Descriptions'!A:K,MATCH('Inspection Form'!H568,'Fixture Descriptions'!A:A,0),8)","v":{"$error":"#N/A"}},{"$error":"#N/A"},null,{"$error":"#N/A"},1,null,null,null,{"$f":"IFERROR(IF(AND(INDEX(Inventory!CA:CA,MATCH('Inspection Form'!B568,Inventory!B:B,0))=\"Not Qualified\",INDEX(Inventory!L:L,MATCH('Inspection Form'!B568,Inventory!B:B,0))<>\"\",$Q$5<>\"Pre\"),0,BY568*BZ568), 0)","v":0},null,{"$error":"#DIV/0!"},{"$error":"#DIV/0!"},565]
[null,565,null,null,null,null,null,null,null,null,null,null,null,null,null,null,null,null,null,"",{"$f":"IF(T569=\"\",\"\",INDEX('Buildings and Areas'!$C$5:$C$14,MATCH(T569,'Buildings and Areas'!$B$5:$B$14,0)))","v":""},{"$f":"IF(T569=\"\",\"\",IF(AND(U569=\"Exterior\",INDEX('Buildings and Areas'!$D$5:$D$14,MATCH(T569,'Buildings and Areas'!$B$5:$B$14,0))=\"\"),\"Exterior\",INDEX('Buildings and Areas'!$D$5:$D$14,MATCH(T569,'Buildings and Areas'!$B$5:$B$14,0))))&IFERROR(IF(INDEX('Buildings and Areas'!$V$5:$V$14,MATCH(T569,'Buildings and Areas'!$B$5:$B$14,0))<>\"\",\"*\",\"\"),\"\")","v":""},null,{"$f":"IF(T569=\"\",\"\",IF(U569=\"Exterior\",\"None\",INDEX('Buildings and Areas'!$E$5:$E$14,MATCH(T569,'Buildings and Areas'!$B$5:$B$14,0))))","v":""},null,{"$f":"IF(T569=\"\",\"\",INDEX('Buildings and Areas'!$F$5:$F$14,MATCH(T569,'Buildings and Areas'!$B$5:$B$14,0)))","v":""},null,null,null,null,null,null,null,null,null,null,null,null,null,null,null,null,null,null,null,null,null,null,null,null,null,null,null,null,null,null,null,null,null,null,null,null,null,null,null,null,null,null,null,null,null,null,null,{"$f":"INDEX('Fixture Descriptions'!A:K,MATCH('Inspection Form'!H569,'Fixture Descriptions'!A:A,0),8)","v":{"$error":"#N/A"}},{"$error":"#N/A"},null,{"$error":"#N/A"},1,null,null,null,{"$f":"IFERROR(IF(AND(INDEX(Inventory!CA:CA,MATCH('Inspection Form'!B569,Inventory!B:B,0))=\"Not Qualified\",INDEX(Inventory!L:L,MATCH('Inspection Form'!B569,Inventory!B:B,0))<>\"\",$Q$5<>\"Pre\"),0,BY569*BZ569), 0)","v":0},null,{"$error":"#DIV/0!"},{"$error":"#DIV/0!"},566]
[null,568,null,null,null,null,null,null,null,null,null,null,null,null,null,null,null,null,null,"",{"$f":"IF(T572=\"\",\"\",INDEX('Buildings and Areas'!$C$5:$C$14,MATCH(T572,'Buildings and Areas'!$B$5:$B$14,0)))","v":""},{"$f":"IF(T572=\"\",\"\",IF(AND(U572=\"Exterior\",INDEX('Buildings and Areas'!$D$5:$D$14,MATCH(T572,'Buildings and Areas'!$B$5:$B$14,0))=\"\"),\"Exterior\",INDEX('Buildings and Areas'!$D$5:$D$14,MATCH(T572,'Buildings and Areas'!$B$5:$B$14,0))))&IFERROR(IF(INDEX('Buildings and Areas'!$V$5:$V$14,MATCH(T572,'Buildings and Areas'!$B$5:$B$14,0))<>\"\",\"*\",\"\"),\"\")","v":""},null,{"$f":"IF(T572=\"\",\"\",IF(U572=\"Exterior\",\"None\",INDEX('Buildings and Areas'!$E$5:$E$14,MATCH(T572,'Buildings and Areas'!$B$5:$B$14,0))))","v":""},null,{"$f":"IF(T572=\"\",\"\",INDEX('Buildings and Areas'!$F$5:$F$14,MATCH(T572,'Buildings and Areas'!$B$5:$B$14,0)))","v":""},null,null,null,null,null,null,null,null,null,null,null,null,null,null,null,null,null,null,null,null,null,null,null,null,null,null,null,null,null,null,null,null,null,null,null,null,null,null,null,null,null,null,null,null,null,null,null,{"$f":"INDEX('Fixture Descriptions'!A:K,MATCH('Inspection Form'!H572,'Fixture Descriptions'!A:A,0),8)","v":{"$error":"#N/A"}},{"$error":"#N/A"},null,{"$error":"#N/A"},1,null,null,null,{"$f":"IFERROR(IF(AND(INDEX(Inventory!CA:CA,MATCH('Inspection Form'!B572,Inventory!B:B,0))=\"Not Qualified\",INDEX(Inventory!L:L,MATCH('Inspection Form'!B572,Inventory!B:B,0))<>\"\",$Q$5<>\"Pre\"),0,BY572*BZ572), 0)","v":0},null,{"$error":"#DIV/0!"},{"$error":"#DIV/0!"},569]
[null,569,null,null,null,null,null,null,null,null,null,null,null,null,null,null,null,null,null,"",{"$f":"IF(T573=\"\",\"\",INDEX('Buildings and Areas'!$C$5:$C$14,MATCH(T573,'Buildings and Areas'!$B$5:$B$14,0)))","v":""},{"$f":"IF(T573=\"\",\"\",IF(AND(U573=\"Exterior\",INDEX('Buildings and Areas'!$D$5:$D$14,MATCH(T573,'Buildings and Areas'!$B$5:$B$14,0))=\"\"),\"Exterior\",INDEX('Buildings and Areas'!$D$5:$D$14,MATCH(T573,'Buildings and Areas'!$B$5:$B$14,0))))&IFERROR(IF(INDEX('Buildings and Areas'!$V$5:$V$14,MATCH(T573,'Buildings and Areas'!$B$5:$B$14,0))<>\"\",\"*\",\"\"),\"\")","v":""},null,{"$f":"IF(T573=\"\",\"\",IF(U573=\"Exterior\",\"None\",INDEX('Buildings and Areas'!$E$5:$E$14,MATCH(T573,'Buildings and Areas'!$B$5:$B$14,0))))","v":""},null,{"$f":"IF(T573=\"\",\"\",INDEX('Buildings and Areas'!$F$5:$F$14,MATCH(T573,'Buildings and Areas'!$B$5:$B$14,0)))","v":""},null,null,null,null,null,null,null,null,null,null,null,null,null,null,null,null,null,null,null,null,null,null,null,null,null,null,null,null,null,null,null,null,null,null,null,null,null,null,null,null,null,null,null,null,null,null,null,{"$f":"INDEX('Fixture Descriptions'!A:K,MATCH('Inspection Form'!H573,'Fixture Descriptions'!A:A,0),8)","v":{"$error":"#N/A"}},{"$error":"#N/A"},null,{"$error":"#N/A"},1,null,null,null,{"$f":"IFERROR(IF(AND(INDEX(Inventory!CA:CA,MATCH('Inspection Form'!B573,Inventory!B:B,0))=\"Not Qualified\",INDEX(Inventory!L:L,MATCH('Inspection Form'!B573,Inventory!B:B,0))<>\"\",$Q$5<>\"Pre\"),0,BY573*BZ573), 0)","v":0},null,{"$error":"#DIV/0!"},{"$error":"#DIV/0!"},570]
[null,571,null,null,null,null,null,null,null,null,null,null,null,null,null,null,null,null,null,"",{"$f":"IF(T575=\"\",\"\",INDEX('Buildings and Areas'!$C$5:$C$14,MATCH(T575,'Buildings and Areas'!$B$5:$B$14,0)))","v":""},{"$f":"IF(T575=\"\",\"\",IF(AND(U575=\"Exterior\",INDEX('Buildings and Areas'!$D$5:$D$14,MATCH(T575,'Buildings and Areas'!$B$5:$B$14,0))=\"\"),\"Exterior\",INDEX('Buildings and Areas'!$D$5:$D$14,MATCH(T575,'Buildings and Areas'!$B$5:$B$14,0))))&IFERROR(IF(INDEX('Buildings and Areas'!$V$5:$V$14,MATCH(T575,'Buildings and Areas'!$B$5:$B$14,0))<>\"\",\"*\",\"\"),\"\")","v":""},null,{"$f":"IF(T575=\"\",\"\",IF(U575=\"Exterior\",\"None\",INDEX('Buildings and Areas'!$E$5:$E$14,MATCH(T575,'Buildings and Areas'!$B$5:$B$14,0))))","v":""},null,{"$f":"IF(T575=\"\",\"\",INDEX('Buildings and Areas'!$F$5:$F$14,MATCH(T575,'Buildings and Areas'!$B$5:$B$14,0)))","v":""},null,null,null,null,null,null,null,null,null,null,null,null,null,null,null,null,null,null,null,null,null,null,null,null,null,null,null,null,null,null,null,null,null,null,null,null,null,null,null,null,null,null,null,null,null,null,null,{"$f":"INDEX('Fixture Descriptions'!A:K,MATCH('Inspection Form'!H575,'Fixture Descriptions'!A:A,0),8)","v":{"$error":"#N/A"}},{"$error":"#N/A"},null,{"$error":"#N/A"},1,null,null,null,{"$f":"IFERROR(IF(AND(INDEX(Inventory!CA:CA,MATCH('Inspection Form'!B575,Inventory!B:B,0))=\"Not Qualified\",INDEX(Inventory!L:L,MATCH('Inspection Form'!B575,Inventory!B:B,0))<>\"\",$Q$5<>\"Pre\"),0,BY575*BZ575), 0)","v":0},null,{"$error":"#DIV/0!"},{"$error":"#DIV/0!"},572]
[null,572,null,null,null,null,null,null,null,null,null,null,null,null,null,null,null,null,null,{"$f":"20-COUNTIF(T556:T575,\"\")","v":3},null,null,null,null,null,null,null,null,null,null,null,null,null,null,null,null,null,null,null,null,null,null,null,null,null,null,null,null,null,null,null,null,null,null,null,null,null,null,null,null,null,null,null,null,null,null,null,null,null,null,null,null,null,{"$f":"INDEX('Fixture Descriptions'!A:K,MATCH('Inspection Form'!H576,'Fixture Descriptions'!A:A,0),8)","v":{"$error":"#N/A"}},{"$error":"#N/A"},null,{"$error":"#N/A"},1,null,null,null,{"$f":"IFERROR(IF(AND(INDEX(Inventory!CA:CA,MATCH('Inspection Form'!B576,Inventory!B:B,0))=\"Not Qualified\",INDEX(Inventory!L:L,MATCH('Inspection Form'!B576,Inventory!B:B,0))<>\"\",$Q$5<>\"Pre\"),0,BY576*BZ576), 0)","v":0},null,{"$error":"#DIV/0!"},{"$error":"#DIV/0!"},573]
[null,575,null,null,null,null,null,null,null,null,null,null,null,null,null,null,null,null,null,null,null,null,null,null,null,null,null,null,null,null,null,null,null,null,null,null,null,null,null,null,null,null,null,null,null,null,null,null,null,null,null,null,null,null,null,null,null,null,null,null,null,null,null,null,null,null,null,null,null,null,null,null,null,{"$f":"INDEX('Fixture Descriptions'!A:K,MATCH('Inspection Form'!H579,'Fixture Descriptions'!A:A,0),8)","v":{"$error":"#N/A"}},{"$error":"#N/A"},null,{"$error":"#N/A"},1,null,null,null,{"$f":"IFERROR(IF(AND(INDEX(Inventory!CA:CA,MATCH('Inspection Form'!B579,Inventory!B:B,0))=\"Not Qualified\",INDEX(Inventory!L:L,MATCH('Inspection Form'!B579,Inventory!B:B,0))<>\"\",$Q$5<>\"Pre\"),0,BY579*BZ579), 0)","v":0},null,{"$error":"#DIV/0!"},{"$error":"#DIV/0!"},576]
[null,576,null,null,null,null,null,null,null,null,null,null,null,null,null,null,null,null,null,null,null,null,null,null,null,null,null,null,null,null,null,null,null,null,null,null,null,null,null,null,null,null,null,null,null,null,null,null,null,null,null,null,null,null,null,null,null,null,null,null,null,null,null,null,null,null,null,null,null,null,null,null,null,{"$f":"INDEX('Fixture Descriptions'!A:K,MATCH('Inspection Form'!H580,'Fixture Descriptions'!A:A,0),8)","v":{"$error":"#N/A"}},{"$error":"#N/A"},null,{"$error":"#N/A"},1,null,null,null,{"$f":"IFERROR(IF(AND(INDEX(Inventory!CA:CA,MATCH('Inspection Form'!B580,Inventory!B:B,0))=\"Not Qualified\",INDEX(Inventory!L:L,MATCH('Inspection Form'!B580,Inventory!B:B,0))<>\"\",$Q$5<>\"Pre\"),0,BY580*BZ580), 0)","v":0},null,{"$error":"#DIV/0!"},{"$error":"#DIV/0!"},577]
[null,578,null,null,null,null,null,null,null,null,null,null,null,null,null,null,null,null,null,null,null,null,null,null,null,null,null,null,null,null,null,null,null,null,null,null,null,null,null,null,null,null,null,null,null,null,null,null,null,null,null,null,null,null,null,null,null,null,null,null,null,null,null,null,null,null,null,null,null,null,null,null,null,{"$f":"INDEX('Fixture Descriptions'!A:K,MATCH('Inspection Form'!H582,'Fixture Descriptions'!A:A,0),8)","v":{"$error":"#N/A"}},{"$error":"#N/A"},null,{"$f":"BW582","v":{"$error":"#N/A"}},1,null,null,null,{"$f":"IFERROR(IF(AND(INDEX(Inventory!CA:CA,MATCH('Inspection Form'!B582,Inventory!B:B,0))=\"Not Qualified\",INDEX(Inventory!L:L,MATCH('Inspection Form'!B582,Inventory!B:B,0))<>\"\",$Q$5<>\"Pre\"),0,BY582*BZ582), 0)","v":0},null,{"$error":"#DIV/0!"},{"$error":"#DIV/0!"},579]
[null,579,null,null,null,null,null,null,null,null,null,null,null,null,null,null,null,null,null,null,null,null,null,null,null,null,null,null,null,null,null,null,null,null,null,null,null,null,null,null,null,null,null,null,null,null,null,null,null,null,null,null,null,null,null,null,null,null,null,null,null,null,null,null,null,null,null,null,null,null,null,null,null,{"$f":"INDEX('Fixture Descriptions'!A:K,MATCH('Inspection Form'!H583,'Fixture Descriptions'!A:A,0),8)","v":{"$error":"#N/A"}},{"$error":"#N/A"},null,{"$error":"#N/A"},1,null,null,null,{"$f":"IFERROR(IF(AND(INDEX(Inventory!CA:CA,MATCH('Inspection Form'!B583,Inventory!B:B,0))=\"Not Qualified\",INDEX(Inventory!L:L,MATCH('Inspection Form'!B583,Inventory!B:B,0))<>\"\",$Q$5<>\"Pre\"),0,BY583*BZ583), 0)","v":0},null,{"$error":"#DIV/0!"},{"$error":"#DIV/0!"},580]
[null,582,null,null,null,null,null,null,null,null,null,null,null,null,null,null,null,null,null,null,null,null,null,null,null,null,null,null,null,null,null,null,null,null,null,null,null,null,null,null,null,null,null,null,null,null,null,null,null,null,null,null,null,null,null,null,null,null,null,null,null,null,null,null,null,null,null,null,null,null,null,null,null,{"$f":"INDEX('Fixture Descriptions'!A:K,MATCH('Inspection Form'!H586,'Fixture Descriptions'!A:A,0),8)","v":{"$error":"#N/A"}},{"$error":"#N/A"},null,{"$error":"#N/A"},1,null,null,null,{"$f":"IFERROR(IF(AND(INDEX(Inventory!CA:CA,MATCH('Inspection Form'!B586,Inventory!B:B,0))=\"Not Qualified\",INDEX(Inventory!L:L,MATCH('Inspection Form'!B586,Inventory!B:B,0))<>\"\",$Q$5<>\"Pre\"),0,BY586*BZ586), 0)","v":0},null,{"$error":"#DIV/0!"},{"$error":"#DIV/0!"},583]
[null,583,null,null,null,null,null,null,null,null,null,null,null,null,null,null,null,null,null,null,null,null,null,null,null,null,null,null,null,null,null,null,null,null,null,null,null,null,null,null,null,null,null,null,null,null,null,null,null,null,null,null,null,null,null,null,null,null,null,null,null,null,null,null,null,null,null,null,null,null,null,null,null,{"$f":"INDEX('Fixture Descriptions'!A:K,MATCH('Inspection Form'!H587,'Fixture Descriptions'!A:A,0),8)","v":{"$error":"#N/A"}},{"$error":"#N/A"},null,{"$error":"#N/A"},1,null,null,null,{"$f":"IFERROR(IF(AND(INDEX(Inventory!CA:CA,MATCH('Inspection Form'!B587,Inventory!B:B,0))=\"Not Qualified\",INDEX(Inventory!L:L,MATCH('Inspection Form'!B587,Inventory!B:B,0))<>\"\",$Q$5<>\"Pre\"),0,BY587*BZ587), 0)","v":0},null,{"$error":"#DIV/0!"},{"$error":"#DIV/0!"},584]
[null,585,null,null,null,null,null,null,null,null,null,null,null,null,null,null,null,null,null,null,null,null,null,null,null,null,null,null,null,null,null,null,null,null,null,null,null,null,null,null,null,null,null,null,null,null,null,null,null,null,null,null,null,null,null,null,null,null,null,null,null,null,null,null,null,null,null,null,null,null,null,null,null,{"$f":"INDEX('Fixture Descriptions'!A:K,MATCH('Inspection Form'!H589,'Fixture Descriptions'!A:A,0),8)","v":{"$error":"#N/A"}},{"$error":"#N/A"},null,{"$error":"#N/A"},1,null,null,null,{"$f":"IFERROR(IF(AND(INDEX(Inventory!CA:CA,MATCH('Inspection Form'!B589,Inventory!B:B,0))=\"Not Qualified\",INDEX(Inventory!L:L,MATCH('Inspection Form'!B589,Inventory!B:B,0))<>\"\",$Q$5<>\"Pre\"),0,BY589*BZ589), 0)","v":0},null,{"$error":"#DIV/0!"},{"$error":"#DIV/0!"},586]
[null,586,null,null,null,null,null,null,null,null,null,null,null,null,null,null,null,null,null,null,null,null,null,null,null,null,null,null,null,null,null,null,null,null,null,null,null,null,null,null,null,null,null,null,null,null,null,null,null,null,null,null,null,null,null,null,null,null,null,null,null,null,null,null,null,null,null,null,null,null,null,null,null,{"$f":"INDEX('Fixture Descriptions'!A:K,MATCH('Inspection Form'!H590,'Fixture Descriptions'!A:A,0),8)","v":{"$error":"#N/A"}},{"$error":"#N/A"},null,{"$error":"#N/A"},1,null,null,null,{"$f":"IFERROR(IF(AND(INDEX(Inventory!CA:CA,MATCH('Inspection Form'!B590,Inventory!B:B,0))=\"Not Qualified\",INDEX(Inventory!L:L,MATCH('Inspection Form'!B590,Inventory!B:B,0))<>\"\",$Q$5<>\"Pre\"),0,BY590*BZ590), 0)","v":0},null,{"$error":"#DIV/0!"},{"$error":"#DIV/0!"},587]
[null,589,null,null,null,null,null,null,null,null,null,null,null,null,null,null,null,null,null,null,null,null,null,null,null,null,null,null,null,null,null,null,null,null,null,null,null,null,null,null,null,null,null,null,null,null,null,null,null,null,null,null,null,null,null,null,null,null,null,null,null,null,null,null,null,null,null,null,null,null,null,null,null,{"$f":"INDEX('Fixture Descriptions'!A:K,MATCH('Inspection Form'!H593,'Fixture Descriptions'!A:A,0),8)","v":{"$error":"#N/A"}},{"$error":"#N/A"},null,{"$error":"#N/A"},1,null,null,null,{"$f":"IFERROR(IF(AND(INDEX(Inventory!CA:CA,MATCH('Inspection Form'!B593,Inventory!B:B,0))=\"Not Qualified\",INDEX(Inventory!L:L,MATCH('Inspection Form'!B593,Inventory!B:B,0))<>\"\",$Q$5<>\"Pre\"),0,BY593*BZ593), 0)","v":0},null,{"$error":"#DIV/0!"},{"$error":"#DIV/0!"},590]
[null,590,null,null,null,null,null,null,null,null,null,null,null,null,null,null,null,null,null,null,null,null,null,null,null,null,null,null,null,null,null,null,null,null,null,null,null,null,null,null,null,null,null,null,null,null,null,null,null,null,null,null,null,null,null,null,null,null,null,null,null,null,null,null,null,null,null,null,null,null,null,null,null,{"$f":"INDEX('Fixture Descriptions'!A:K,MATCH('Inspection Form'!H594,'Fixture Descriptions'!A:A,0),8)","v":{"$error":"#N/A"}},{"$error":"#N/A"},null,{"$error":"#N/A"},1,null,null,null,{"$f":"IFERROR(IF(AND(INDEX(Inventory!CA:CA,MATCH('Inspection Form'!B594,Inventory!B:B,0))=\"Not Qualified\",INDEX(Inventory!L:L,MATCH('Inspection Form'!B594,Inventory!B:B,0))<>\"\",$Q$5<>\"Pre\"),0,BY594*BZ594), 0)","v":0},null,{"$error":"#DIV/0!"},{"$error":"#DIV/0!"},591]
[null,592,null,null,null,null,null,null,null,null,null,null,null,null,null,null,null,null,null,null,null,null,null,null,null,null,null,null,null,null,null,null,null,null,null,null,null,null,null,null,null,null,null,null,null,null,null,null,null,null,null,null,null,null,null,null,null,null,null,null,null,null,null,null,null,null,null,null,null,null,null,null,null,{"$f":"INDEX('Fixture Descriptions'!A:K,MATCH('Inspection Form'!H596,'Fixture Descriptions'!A:A,0),8)","v":{"$error":"#N/A"}},{"$error":"#N/A"},null,{"$error":"#N/A"},1,null,null,null,{"$f":"IFERROR(IF(AND(INDEX(Inventory!CA:CA,MATCH('Inspection Form'!B596,Inventory!B:B,0))=\"Not Qualified\",INDEX(Inventory!L:L,MATCH('Inspection Form'!B596,Inventory!B:B,0))<>\"\",$Q$5<>\"Pre\"),0,BY596*BZ596), 0)","v":0},null,{"$error":"#DIV/0!"},{"$error":"#DIV/0!"},593]
[null,593,null,null,null,null,null,null,null,null,null,null,null,null,null,null,null,null,null,null,null,null,null,null,null,null,null,null,null,null,null,null,null,null,null,null,null,null,null,null,null,null,null,null,null,null,null,null,null,null,null,null,null,null,null,null,null,null,null,null,null,null,null,null,null,null,null,null,null,null,null,null,null,{"$f":"INDEX('Fixture Descriptions'!A:K,MATCH('Inspection Form'!H597,'Fixture Descriptions'!A:A,0),8)","v":{"$error":"#N/A"}},{"$error":"#N/A"},null,{"$error":"#N/A"},1,null,null,null,{"$f":"IFERROR(IF(AND(INDEX(Inventory!CA:CA,MATCH('Inspection Form'!B597,Inventory!B:B,0))=\"Not Qualified\",INDEX(Inventory!L:L,MATCH('Inspection Form'!B597,Inventory!B:B,0))<>\"\",$Q$5<>\"Pre\"),0,BY597*BZ597), 0)","v":0},null,{"$error":"#DIV/0!"},{"$error":"#DIV/0!"},594]
[null,596,null,null,null,null,null,null,null,null,null,null,null,null,null,null,null,null,null,null,null,null,null,null,null,null,null,null,null,null,null,null,null,null,null,null,null,null,null,null,null,null,null,null,null,null,null,null,null,null,null,null,null,null,null,null,null,null,null,null,null,null,null,null,null,null,null,null,null,null,null,null,null,{"$f":"INDEX('Fixture Descriptions'!A:K,MATCH('Inspection Form'!H600,'Fixture Descriptions'!A:A,0),8)","v":{"$error":"#N/A"}},{"$error":"#N/A"},null,{"$error":"#N/A"},1,null,null,null,{"$f":"IFERROR(IF(AND(INDEX(Inventory!CA:CA,MATCH('Inspection Form'!B600,Inventory!B:B,0))=\"Not Qualified\",INDEX(Inventory!L:L,MATCH('Inspection Form'!B600,Inventory!B:B,0))<>\"\",$Q$5<>\"Pre\"),0,BY600*BZ600), 0)","v":0},null,{"$error":"#DIV/0!"},{"$error":"#DIV/0!"},597]
[null,597,null,null,null,null,null,null,null,null,null,null,null,null,null,null,null,null,null,null,null,null,null,null,null,null,null,null,null,null,null,null,null,null,null,null,null,null,null,null,null,null,null,null,null,null,null,null,null,null,null,null,null,null,null,null,null,null,null,null,null,null,null,null,null,null,null,null,null,null,null,null,null,{"$f":"INDEX('Fixture Descriptions'!A:K,MATCH('Inspection Form'!H601,'Fixture Descriptions'!A:A,0),8)","v":{"$error":"#N/A"}},{"$error":"#N/A"},null,{"$error":"#N/A"},1,null,null,null,{"$f":"IFERROR(IF(AND(INDEX(Inventory!CA:CA,MATCH('Inspection Form'!B601,Inventory!B:B,0))=\"Not Qualified\",INDEX(Inventory!L:L,MATCH('Inspection Form'!B601,Inventory!B:B,0))<>\"\",$Q$5<>\"Pre\"),0,BY601*BZ601), 0)","v":0},null,{"$error":"#DIV/0!"},{"$error":"#DIV/0!"},598]
[null,599,null,null,null,null,null,null,null,null,null,null,null,null,null,null,null,null,null,null,null,null,null,null,null,null,null,null,null,null,null,null,null,null,null,null,null,null,null,null,null,null,null,null,null,null,null,null,null,null,null,null,null,null,null,null,null,null,null,null,null,null,null,null,null,null,null,null,null,null,null,null,null,{"$f":"INDEX('Fixture Descriptions'!A:K,MATCH('Inspection Form'!H603,'Fixture Descriptions'!A:A,0),8)","v":{"$error":"#N/A"}},{"$error":"#N/A"},null,{"$error":"#N/A"},1,null,null,null,{"$f":"IFERROR(IF(AND(INDEX(Inventory!CA:CA,MATCH('Inspection Form'!B603,Inventory!B:B,0))=\"Not Qualified\",INDEX(Inventory!L:L,MATCH('Inspection Form'!B603,Inventory!B:B,0))<>\"\",$Q$5<>\"Pre\"),0,BY603*BZ603), 0)","v":0},null,{"$error":"#DIV/0!"},{"$error":"#DIV/0!"},600]
[null,600,null,null,null,null,null,null,null,null,null,null,null,null,null,null,null,null,null,null,null,null,null,null,null,null,null,null,null,null,null,null,null,null,null,null,null,null,null,null,null,null,null,null,null,null,null,null,null,null,null,null,null,null,null,null,null,null,null,null,null,null,null,null,null,null,null,null,null,null,null,null,null,{"$f":"INDEX('Fixture Descriptions'!A:K,MATCH('Inspection Form'!H604,'Fixture Descriptions'!A:A,0),8)","v":{"$error":"#N/A"}},{"$error":"#N/A"},null,{"$error":"#N/A"},1,null,null,null,{"$f":"IFERROR(IF(AND(INDEX(Inventory!CA:CA,MATCH('Inspection Form'!B604,Inventory!B:B,0))=\"Not Qualified\",INDEX(Inventory!L:L,MATCH('Inspection Form'!B604,Inventory!B:B,0))<>\"\",$Q$5<>\"Pre\"),0,BY604*BZ604), 0)","v":0},null,{"$error":"#DIV/0!"},{"$error":"#DIV/0!"},601]
[null,603,null,null,null,null,null,null,null,null,null,null,null,null,null,null,null,null,null,null,null,null,null,null,null,null,null,null,null,null,null,null,null,null,null,null,null,null,null,null,null,null,null,null,null,null,null,null,null,null,null,null,null,null,null,null,null,null,null,null,null,null,null,null,null,null,null,null,null,null,null,null,null,{"$f":"INDEX('Fixture Descriptions'!A:K,MATCH('Inspection Form'!H607,'Fixture Descriptions'!A:A,0),8)","v":{"$error":"#N/A"}},{"$error":"#N/A"},null,{"$error":"#N/A"},1,null,null,null,{"$f":"IFERROR(IF(AND(INDEX(Inventory!CA:CA,MATCH('Inspection Form'!B607,Inventory!B:B,0))=\"Not Qualified\",INDEX(Inventory!L:L,MATCH('Inspection Form'!B607,Inventory!B:B,0))<>\"\",$Q$5<>\"Pre\"),0,BY607*BZ607), 0)","v":0},null,{"$error":"#DIV/0!"},{"$error":"#DIV/0!"},604]
[null,604,null,null,null,null,null,null,null,null,null,null,null,null,null,null,null,null,null,null,null,null,null,null,null,null,null,null,null,null,null,null,null,null,null,null,null,null,null,null,null,null,null,null,null,null,null,null,null,null,null,null,null,null,null,null,null,null,null,null,null,null,null,null,null,null,null,null,null,null,null,null,null,{"$f":"INDEX('Fixture Descriptions'!A:K,MATCH('Inspection Form'!H608,'Fixture Descriptions'!A:A,0),8)","v":{"$error":"#N/A"}},{"$error":"#N/A"},null,{"$error":"#N/A"},1,null,null,null,{"$f":"IFERROR(IF(AND(INDEX(Inventory!CA:CA,MATCH('Inspection Form'!B608,Inventory!B:B,0))=\"Not Qualified\",INDEX(Inventory!L:L,MATCH('Inspection Form'!B608,Inventory!B:B,0))<>\"\",$Q$5<>\"Pre\"),0,BY608*BZ608), 0)","v":0},null,{"$error":"#DIV/0!"},{"$error":"#DIV/0!"},605]
[null,606,null,null,null,null,null,null,null,null,null,null,null,null,null,null,null,null,null,null,null,null,null,null,null,null,null,null,null,null,null,null,null,null,null,null,null,null,null,null,null,null,null,null,null,null,null,null,null,null,null,null,null,null,null,null,null,null,null,null,null,null,null,null,null,null,null,null,null,null,null,null,null,{"$f":"INDEX('Fixture Descriptions'!A:K,MATCH('Inspection Form'!H610,'Fixture Descriptions'!A:A,0),8)","v":{"$error":"#N/A"}},{"$error":"#N/A"},null,{"$error":"#N/A"},1,null,null,null,{"$f":"IFERROR(IF(AND(INDEX(Inventory!CA:CA,MATCH('Inspection Form'!B610,Inventory!B:B,0))=\"Not Qualified\",INDEX(Inventory!L:L,MATCH('Inspection Form'!B610,Inventory!B:B,0))<>\"\",$Q$5<>\"Pre\"),0,BY610*BZ610), 0)","v":0},null,{"$error":"#DIV/0!"},{"$error":"#DIV/0!"},607]
[null,607,null,null,null,null,null,null,null,null,null,null,null,null,null,null,null,null,null,null,null,null,null,null,null,null,null,null,null,null,null,null,null,null,null,null,null,null,null,null,null,null,null,null,null,null,null,null,null,null,null,null,null,null,null,null,null,null,null,null,null,null,null,null,null,null,null,null,null,null,null,null,null,{"$f":"INDEX('Fixture Descriptions'!A:K,MATCH('Inspection Form'!H611,'Fixture Descriptions'!A:A,0),8)","v":{"$error":"#N/A"}},{"$error":"#N/A"},null,{"$error":"#N/A"},1,null,null,null,{"$f":"IFERROR(IF(AND(INDEX(Inventory!CA:CA,MATCH('Inspection Form'!B611,Inventory!B:B,0))=\"Not Qualified\",INDEX(Inventory!L:L,MATCH('Inspection Form'!B611,Inventory!B:B,0))<>\"\",$Q$5<>\"Pre\"),0,BY611*BZ611), 0)","v":0},null,{"$error":"#DIV/0!"},{"$error":"#DIV/0!"},608]
[null,610,null,null,null,null,null,null,null,null,null,null,null,null,null,null,null,null,null,null,null,null,null,null,null,null,null,null,null,null,null,null,null,null,null,null,null,null,null,null,null,null,null,null,null,null,null,null,null,null,null,null,null,null,null,null,null,null,null,null,null,null,null,null,null,null,null,null,null,null,null,null,null,{"$f":"INDEX('Fixture Descriptions'!A:K,MATCH('Inspection Form'!H614,'Fixture Descriptions'!A:A,0),8)","v":{"$error":"#N/A"}},{"$error":"#N/A"},null,{"$error":"#N/A"},1,null,null,null,{"$f":"IFERROR(IF(AND(INDEX(Inventory!CA:CA,MATCH('Inspection Form'!B614,Inventory!B:B,0))=\"Not Qualified\",INDEX(Inventory!L:L,MATCH('Inspection Form'!B614,Inventory!B:B,0))<>\"\",$Q$5<>\"Pre\"),0,BY614*BZ614), 0)","v":0},null,{"$error":"#DIV/0!"},{"$error":"#DIV/0!"},611]
[null,611,null,null,null,null,null,null,null,null,null,null,null,null,null,null,null,null,null,null,null,null,null,null,null,null,null,null,null,null,null,null,null,null,null,null,null,null,null,null,null,null,null,null,null,null,null,null,null,null,null,null,null,null,null,null,null,null,null,null,null,null,null,null,null,null,null,null,null,null,null,null,null,{"$f":"INDEX('Fixture Descriptions'!A:K,MATCH('Inspection Form'!H615,'Fixture Descriptions'!A:A,0),8)","v":{"$error":"#N/A"}},{"$error":"#N/A"},null,{"$error":"#N/A"},1,null,null,null,{"$f":"IFERROR(IF(AND(INDEX(Inventory!CA:CA,MATCH('Inspection Form'!B615,Inventory!B:B,0))=\"Not Qualified\",INDEX(Inventory!L:L,MATCH('Inspection Form'!B615,Inventory!B:B,0))<>\"\",$Q$5<>\"Pre\"),0,BY615*BZ615), 0)","v":0},null,{"$error":"#DIV/0!"},{"$error":"#DIV/0!"},612]
[null,613,null,null,null,null,null,null,null,null,null,null,null,null,null,null,null,null,null,null,null,null,null,null,null,null,null,null,null,null,null,null,null,null,null,null,null,null,null,null,null,null,null,null,null,null,null,null,null,null,null,null,null,null,null,null,null,null,null,null,null,null,null,null,null,null,null,null,null,null,null,null,null,{"$f":"INDEX('Fixture Descriptions'!A:K,MATCH('Inspection Form'!H617,'Fixture Descriptions'!A:A,0),8)","v":{"$error":"#N/A"}},{"$error":"#N/A"},null,{"$error":"#N/A"},1,null,null,null,{"$f":"IFERROR(IF(AND(INDEX(Inventory!CA:CA,MATCH('Inspection Form'!B617,Inventory!B:B,0))=\"Not Qualified\",INDEX(Inventory!L:L,MATCH('Inspection Form'!B617,Inventory!B:B,0))<>\"\",$Q$5<>\"Pre\"),0,BY617*BZ617), 0)","v":0},null,{"$error":"#DIV/0!"},{"$error":"#DIV/0!"},614]
[null,614,null,null,null,null,null,null,null,null,null,null,null,null,null,null,null,null,null,null,null,null,null,null,null,null,null,null,null,null,null,null,null,null,null,null,null,null,null,null,null,null,null,null,null,null,null,null,null,null,null,null,null,null,null,null,null,null,null,null,null,null,null,null,null,null,null,null,null,null,null,null,null,{"$f":"INDEX('Fixture Descriptions'!A:K,MATCH('Inspection Form'!H618,'Fixture Descriptions'!A:A,0),8)","v":{"$error":"#N/A"}},{"$error":"#N/A"},null,{"$error":"#N/A"},1,null,null,null,{"$f":"IFERROR(IF(AND(INDEX(Inventory!CA:CA,MATCH('Inspection Form'!B618,Inventory!B:B,0))=\"Not Qualified\",INDEX(Inventory!L:L,MATCH('Inspection Form'!B618,Inventory!B:B,0))<>\"\",$Q$5<>\"Pre\"),0,BY618*BZ618), 0)","v":0},null,{"$error":"#DIV/0!"},{"$error":"#DIV/0!"},615]
[null,617,null,null,null,null,null,null,null,null,null,null,null,null,null,null,null,null,null,null,null,null,null,null,null,null,null,null,null,null,null,null,null,null,null,null,null,null,null,null,null,null,null,null,null,null,null,null,null,null,null,null,null,null,null,null,null,null,null,null,null,null,null,null,null,null,null,null,null,null,null,null,null,{"$f":"INDEX('Fixture Descriptions'!A:K,MATCH('Inspection Form'!H621,'Fixture Descriptions'!A:A,0),8)","v":{"$error":"#N/A"}},{"$error":"#N/A"},null,{"$error":"#N/A"},1,null,null,null,{"$f":"IFERROR(IF(AND(INDEX(Inventory!CA:CA,MATCH('Inspection Form'!B621,Inventory!B:B,0))=\"Not Qualified\",INDEX(Inventory!L:L,MATCH('Inspection Form'!B621,Inventory!B:B,0))<>\"\",$Q$5<>\"Pre\"),0,BY621*BZ621), 0)","v":0},null,{"$error":"#DIV/0!"},{"$error":"#DIV/0!"},618]
[null,618,null,null,null,null,null,null,null,null,null,null,null,null,null,null,null,null,null,null,null,null,null,null,null,null,null,null,null,null,null,null,null,null,null,null,null,null,null,null,null,null,null,null,null,null,null,null,null,null,null,null,null,null,null,null,null,null,null,null,null,null,null,null,null,null,null,null,null,null,null,null,null,{"$f":"INDEX('Fixture Descriptions'!A:K,MATCH('Inspection Form'!H622,'Fixture Descriptions'!A:A,0),8)","v":{"$error":"#N/A"}},{"$error":"#N/A"},null,{"$error":"#N/A"},1,null,null,null,{"$f":"IFERROR(IF(AND(INDEX(Inventory!CA:CA,MATCH('Inspection Form'!B622,Inventory!B:B,0))=\"Not Qualified\",INDEX(Inventory!L:L,MATCH('Inspection Form'!B622,Inventory!B:B,0))<>\"\",$Q$5<>\"Pre\"),0,BY622*BZ622), 0)","v":0},null,{"$error":"#DIV/0!"},{"$error":"#DIV/0!"},619]
[null,620,null,null,null,null,null,null,null,null,null,null,null,null,null,null,null,null,null,null,null,null,null,null,null,null,null,null,null,null,null,null,null,null,null,null,null,null,null,null,null,null,null,null,null,null,null,null,null,null,null,null,null,null,null,null,null,null,null,null,null,null,null,null,null,null,null,null,null,null,null,null,null,{"$f":"INDEX('Fixture Descriptions'!A:K,MATCH('Inspection Form'!H624,'Fixture Descriptions'!A:A,0),8)","v":{"$error":"#N/A"}},{"$error":"#N/A"},null,{"$error":"#N/A"},1,null,null,null,{"$f":"IFERROR(IF(AND(INDEX(Inventory!CA:CA,MATCH('Inspection Form'!B624,Inventory!B:B,0))=\"Not Qualified\",INDEX(Inventory!L:L,MATCH('Inspection Form'!B624,Inventory!B:B,0))<>\"\",$Q$5<>\"Pre\"),0,BY624*BZ624), 0)","v":0},null,{"$error":"#DIV/0!"},{"$error":"#DIV/0!"},621]
[null,621,null,null,null,null,null,null,null,null,null,null,null,null,null,null,null,null,null,null,null,null,null,null,null,null,null,null,null,null,null,null,null,null,null,null,null,null,null,null,null,null,null,null,null,null,null,null,null,null,null,null,null,null,null,null,null,null,null,null,null,null,null,null,null,null,null,null,null,null,null,null,null,{"$f":"INDEX('Fixture Descriptions'!A:K,MATCH('Inspection Form'!H625,'Fixture Descriptions'!A:A,0),8)","v":{"$error":"#N/A"}},{"$error":"#N/A"},null,{"$error":"#N/A"},1,null,null,null,{"$f":"IFERROR(IF(AND(INDEX(Inventory!CA:CA,MATCH('Inspection Form'!B625,Inventory!B:B,0))=\"Not Qualified\",INDEX(Inventory!L:L,MATCH('Inspection Form'!B625,Inventory!B:B,0))<>\"\",$Q$5<>\"Pre\"),0,BY625*BZ625), 0)","v":0},null,{"$error":"#DIV/0!"},{"$error":"#DIV/0!"},622]
[null,624,null,null,null,null,null,null,null,null,null,null,null,null,null,null,null,null,null,null,null,null,null,null,null,null,null,null,null,null,null,null,null,null,null,null,null,null,null,null,null,null,null,null,null,null,null,null,null,null,null,null,null,null,null,null,null,null,null,null,null,null,null,null,null,null,null,null,null,null,null,null,null,{"$f":"INDEX('Fixture Descriptions'!A:K,MATCH('Inspection Form'!H628,'Fixture Descriptions'!A:A,0),8)","v":{"$error":"#N/A"}},{"$error":"#N/A"},null,{"$error":"#N/A"},1,null,null,null,{"$f":"IFERROR(IF(AND(INDEX(Inventory!CA:CA,MATCH('Inspection Form'!B628,Inventory!B:B,0))=\"Not Qualified\",INDEX(Inventory!L:L,MATCH('Inspection Form'!B628,Inventory!B:B,0))<>\"\",$Q$5<>\"Pre\"),0,BY628*BZ628), 0)","v":0},null,{"$error":"#DIV/0!"},{"$error":"#DIV/0!"},625]
[null,625,null,null,null,null,null,null,null,null,null,null,null,null,null,null,null,null,null,null,null,null,null,null,null,null,null,null,null,null,null,null,null,null,null,null,null,null,null,null,null,null,null,null,null,null,null,null,null,null,null,null,null,null,null,null,null,null,null,null,null,null,null,null,null,null,null,null,null,null,null,null,null,{"$f":"INDEX('Fixture Descriptions'!A:K,MATCH('Inspection Form'!H629,'Fixture Descriptions'!A:A,0),8)","v":{"$error":"#N/A"}},{"$error":"#N/A"},null,{"$error":"#N/A"},1,null,null,null,{"$f":"IFERROR(IF(AND(INDEX(Inventory!CA:CA,MATCH('Inspection Form'!B629,Inventory!B:B,0))=\"Not Qualified\",INDEX(Inventory!L:L,MATCH('Inspection Form'!B629,Inventory!B:B,0))<>\"\",$Q$5<>\"Pre\"),0,BY629*BZ629), 0)","v":0},null,{"$error":"#DIV/0!"},{"$error":"#DIV/0!"},626]
[null,627,null,null,null,null,null,null,null,null,null,null,null,null,null,null,null,null,null,null,null,null,null,null,null,null,null,null,null,null,null,null,null,null,null,null,null,null,null,null,null,null,null,null,null,null,null,null,null,null,null,null,null,null,null,null,null,null,null,null,null,null,null,null,null,null,null,null,null,null,null,null,null,{"$f":"INDEX('Fixture Descriptions'!A:K,MATCH('Inspection Form'!H631,'Fixture Descriptions'!A:A,0),8)","v":{"$error":"#N/A"}},{"$error":"#N/A"},null,{"$error":"#N/A"},1,null,null,null,{"$f":"IFERROR(IF(AND(INDEX(Inventory!CA:CA,MATCH('Inspection Form'!B631,Inventory!B:B,0))=\"Not Qualified\",INDEX(Inventory!L:L,MATCH('Inspection Form'!B631,Inventory!B:B,0))<>\"\",$Q$5<>\"Pre\"),0,BY631*BZ631), 0)","v":0},null,{"$error":"#DIV/0!"},{"$error":"#DIV/0!"},628]
[null,628,null,null,null,null,null,null,null,null,null,null,null,null,null,null,null,null,null,null,null,null,null,null,null,null,null,null,null,null,null,null,null,null,null,null,null,null,null,null,null,null,null,null,null,null,null,null,null,null,null,null,null,null,null,null,null,null,null,null,null,null,null,null,null,null,null,null,null,null,null,null,null,{"$f":"INDEX('Fixture Descriptions'!A:K,MATCH('Inspection Form'!H632,'Fixture Descriptions'!A:A,0),8)","v":{"$error":"#N/A"}},{"$error":"#N/A"},null,{"$error":"#N/A"},1,null,null,null,{"$f":"IFERROR(IF(AND(INDEX(Inventory!CA:CA,MATCH('Inspection Form'!B632,Inventory!B:B,0))=\"Not Qualified\",INDEX(Inventory!L:L,MATCH('Inspection Form'!B632,Inventory!B:B,0))<>\"\",$Q$5<>\"Pre\"),0,BY632*BZ632), 0)","v":0},null,{"$error":"#DIV/0!"},{"$error":"#DIV/0!"},629]
[null,631,null,null,null,null,null,null,null,null,null,null,null,null,null,null,null,null,null,null,null,null,null,null,null,null,null,null,null,null,null,null,null,null,null,null,null,null,null,null,null,null,null,null,null,null,null,null,null,null,null,null,null,null,null,null,null,null,null,null,null,null,null,null,null,null,null,null,null,null,null,null,null,{"$f":"INDEX('Fixture Descriptions'!A:K,MATCH('Inspection Form'!H635,'Fixture Descriptions'!A:A,0),8)","v":{"$error":"#N/A"}},{"$error":"#N/A"},null,{"$error":"#N/A"},1,null,null,null,{"$f":"IFERROR(IF(AND(INDEX(Inventory!CA:CA,MATCH('Inspection Form'!B635,Inventory!B:B,0))=\"Not Qualified\",INDEX(Inventory!L:L,MATCH('Inspection Form'!B635,Inventory!B:B,0))<>\"\",$Q$5<>\"Pre\"),0,BY635*BZ635), 0)","v":0},null,{"$error":"#DIV/0!"},{"$error":"#DIV/0!"},632]
[null,632,null,null,null,null,null,null,null,null,null,null,null,null,null,null,null,null,null,null,null,null,null,null,null,null,null,null,null,null,null,null,null,null,null,null,null,null,null,null,null,null,null,null,null,null,null,null,null,null,null,null,null,null,null,null,null,null,null,null,null,null,null,null,null,null,null,null,null,null,null,null,null,{"$f":"INDEX('Fixture Descriptions'!A:K,MATCH('Inspection Form'!H636,'Fixture Descriptions'!A:A,0),8)","v":{"$error":"#N/A"}},{"$error":"#N/A"},null,{"$error":"#N/A"},1,null,null,null,{"$f":"IFERROR(IF(AND(INDEX(Inventory!CA:CA,MATCH('Inspection Form'!B636,Inventory!B:B,0))=\"Not Qualified\",INDEX(Inventory!L:L,MATCH('Inspection Form'!B636,Inventory!B:B,0))<>\"\",$Q$5<>\"Pre\"),0,BY636*BZ636), 0)","v":0},null,{"$error":"#DIV/0!"},{"$error":"#DIV/0!"},633]
[null,634,null,null,null,null,null,null,null,null,null,null,null,null,null,null,null,null,null,null,null,null,null,null,null,null,null,null,null,null,null,null,null,null,null,null,null,null,null,null,null,null,null,null,null,null,null,null,null,null,null,null,null,null,null,null,null,null,null,null,null,null,null,null,null,null,null,null,null,null,null,null,null,{"$f":"INDEX('Fixture Descriptions'!A:K,MATCH('Inspection Form'!H638,'Fixture Descriptions'!A:A,0),8)","v":{"$error":"#N/A"}},{"$error":"#N/A"},null,{"$error":"#N/A"},1,null,null,null,{"$f":"IFERROR(IF(AND(INDEX(Inventory!CA:CA,MATCH('Inspection Form'!B638,Inventory!B:B,0))=\"Not Qualified\",INDEX(Inventory!L:L,MATCH('Inspection Form'!B638,Inventory!B:B,0))<>\"\",$Q$5<>\"Pre\"),0,BY638*BZ638), 0)","v":0},null,{"$error":"#DIV/0!"},{"$error":"#DIV/0!"},635]
[null,635,null,null,null,null,null,null,null,null,null,null,null,null,null,null,null,null,null,null,null,null,null,null,null,null,null,null,null,null,null,null,null,null,null,null,null,null,null,null,null,null,null,null,null,null,null,null,null,null,null,null,null,null,null,null,null,null,null,null,null,null,null,null,null,null,null,null,null,null,null,null,null,{"$f":"INDEX('Fixture Descriptions'!A:K,MATCH('Inspection Form'!H639,'Fixture Descriptions'!A:A,0),8)","v":{"$error":"#N/A"}},{"$error":"#N/A"},null,{"$error":"#N/A"},1,null,null,null,{"$f":"IFERROR(IF(AND(INDEX(Inventory!CA:CA,MATCH('Inspection Form'!B639,Inventory!B:B,0))=\"Not Qualified\",INDEX(Inventory!L:L,MATCH('Inspection Form'!B639,Inventory!B:B,0))<>\"\",$Q$5<>\"Pre\"),0,BY639*BZ639), 0)","v":0},null,{"$error":"#DIV/0!"},{"$error":"#DIV/0!"},636]
[null,638,null,null,null,null,null,null,null,null,null,null,null,null,null,null,null,null,null,null,null,null,null,null,null,null,null,null,null,null,null,null,null,null,null,null,null,null,null,null,null,null,null,null,null,null,null,null,null,null,null,null,null,null,null,null,null,null,null,null,null,null,null,null,null,null,null,null,null,null,null,null,null,{"$f":"INDEX('Fixture Descriptions'!A:K,MATCH('Inspection Form'!H642,'Fixture Descriptions'!A:A,0),8)","v":{"$error":"#N/A"}},{"$error":"#N/A"},null,{"$error":"#N/A"},1,null,null,null,{"$f":"IFERROR(IF(AND(INDEX(Inventory!CA:CA,MATCH('Inspection Form'!B642,Inventory!B:B,0))=\"Not Qualified\",INDEX(Inventory!L:L,MATCH('Inspection Form'!B642,Inventory!B:B,0))<>\"\",$Q$5<>\"Pre\"),0,BY642*BZ642), 0)","v":0},null,{"$error":"#DIV/0!"},{"$error":"#DIV/0!"},639]
[null,639,null,null,null,null,null,null,null,null,null,null,null,null,null,null,null,null,null,null,null,null,null,null,null,null,null,null,null,null,null,null,null,null,null,null,null,null,null,null,null,null,null,null,null,null,null,null,null,null,null,null,null,null,null,null,null,null,null,null,null,null,null,null,null,null,null,null,null,null,null,null,null,{"$f":"INDEX('Fixture Descriptions'!A:K,MATCH('Inspection Form'!H643,'Fixture Descriptions'!A:A,0),8)","v":{"$error":"#N/A"}},{"$error":"#N/A"},null,{"$error":"#N/A"},1,null,null,null,{"$f":"IFERROR(IF(AND(INDEX(Inventory!CA:CA,MATCH('Inspection Form'!B643,Inventory!B:B,0))=\"Not Qualified\",INDEX(Inventory!L:L,MATCH('Inspection Form'!B643,Inventory!B:B,0))<>\"\",$Q$5<>\"Pre\"),0,BY643*BZ643), 0)","v":0},null,{"$error":"#DIV/0!"},{"$error":"#DIV/0!"},640]
[null,641,null,null,null,null,null,null,null,null,null,null,null,null,null,null,null,null,null,null,null,null,null,null,null,null,null,null,null,null,null,null,null,null,null,null,null,null,null,null,null,null,null,null,null,null,null,null,null,null,null,null,null,null,null,null,null,null,null,null,null,null,null,null,null,null,null,null,null,null,null,null,null,{"$f":"INDEX('Fixture Descriptions'!A:K,MATCH('Inspection Form'!H645,'Fixture Descriptions'!A:A,0),8)","v":{"$error":"#N/A"}},{"$error":"#N/A"},null,{"$error":"#N/A"},1,null,null,null,{"$f":"IFERROR(IF(AND(INDEX(Inventory!CA:CA,MATCH('Inspection Form'!B645,Inventory!B:B,0))=\"Not Qualified\",INDEX(Inventory!L:L,MATCH('Inspection Form'!B645,Inventory!B:B,0))<>\"\",$Q$5<>\"Pre\"),0,BY645*BZ645), 0)","v":0},null,{"$error":"#DIV/0!"},{"$error":"#DIV/0!"},642]
[null,642,null,null,null,null,null,null,null,null,null,null,null,null,null,null,null,null,null,null,null,null,null,null,null,null,null,null,null,null,null,null,null,null,null,null,null,null,null,null,null,null,null,null,null,null,null,null,null,null,null,null,null,null,null,null,null,null,null,null,null,null,null,null,null,null,null,null,null,null,null,null,null,{"$f":"INDEX('Fixture Descriptions'!A:K,MATCH('Inspection Form'!H646,'Fixture Descriptions'!A:A,0),8)","v":{"$error":"#N/A"}},{"$error":"#N/A"},null,{"$f":"BW646","v":{"$error":"#N/A"}},1,null,null,null,{"$f":"IFERROR(IF(AND(INDEX(Inventory!CA:CA,MATCH('Inspection Form'!B646,Inventory!B:B,0))=\"Not Qualified\",INDEX(Inventory!L:L,MATCH('Inspection Form'!B646,Inventory!B:B,0))<>\"\",$Q$5<>\"Pre\"),0,BY646*BZ646), 0)","v":0},null,{"$error":"#DIV/0!"},{"$error":"#DIV/0!"},643]
[null,645,null,null,null,null,null,null,null,null,null,null,null,null,null,null,null,null,null,null,null,null,null,null,null,null,null,null,null,null,null,null,null,null,null,null,null,null,null,null,null,null,null,null,null,null,null,null,null,null,null,null,null,null,null,null,null,null,null,null,null,null,null,null,null,null,null,null,null,null,null,null,null,{"$f":"INDEX('Fixture Descriptions'!A:K,MATCH('Inspection Form'!H649,'Fixture Descriptions'!A:A,0),8)","v":{"$error":"#N/A"}},{"$error":"#N/A"},null,{"$error":"#N/A"},1,null,null,null,{"$f":"IFERROR(IF(AND(INDEX(Inventory!CA:CA,MATCH('Inspection Form'!B649,Inventory!B:B,0))=\"Not Qualified\",INDEX(Inventory!L:L,MATCH('Inspection Form'!B649,Inventory!B:B,0))<>\"\",$Q$5<>\"Pre\"),0,BY649*BZ649), 0)","v":0},null,{"$error":"#DIV/0!"},{"$error":"#DIV/0!"},646]
[null,646,null,null,null,null,null,null,null,null,null,null,null,null,null,null,null,null,null,null,null,null,null,null,null,null,null,null,null,null,null,null,null,null,null,null,null,null,null,null,null,null,null,null,null,null,null,null,null,null,null,null,null,null,null,null,null,null,null,null,null,null,null,null,null,null,null,null,null,null,null,null,null,{"$f":"INDEX('Fixture Descriptions'!A:K,MATCH('Inspection Form'!H650,'Fixture Descriptions'!A:A,0),8)","v":{"$error":"#N/A"}},{"$error":"#N/A"},null,{"$error":"#N/A"},1,null,null,null,{"$f":"IFERROR(IF(AND(INDEX(Inventory!CA:CA,MATCH('Inspection Form'!B650,Inventory!B:B,0))=\"Not Qualified\",INDEX(Inventory!L:L,MATCH('Inspection Form'!B650,Inventory!B:B,0))<>\"\",$Q$5<>\"Pre\"),0,BY650*BZ650), 0)","v":0},null,{"$error":"#DIV/0!"},{"$error":"#DIV/0!"},647]
[null,648,null,null,null,null,null,null,null,null,null,null,null,null,null,null,null,null,null,null,null,null,null,null,null,null,null,null,null,null,null,null,null,null,null,null,null,null,null,null,null,null,null,null,null,null,null,null,null,null,null,null,null,null,null,null,null,null,null,null,null,null,null,null,null,null,null,null,null,null,null,null,null,{"$f":"INDEX('Fixture Descriptions'!A:K,MATCH('Inspection Form'!H652,'Fixture Descriptions'!A:A,0),8)","v":{"$error":"#N/A"}},{"$error":"#N/A"},null,{"$error":"#N/A"},1,null,null,null,{"$f":"IFERROR(IF(AND(INDEX(Inventory!CA:CA,MATCH('Inspection Form'!B652,Inventory!B:B,0))=\"Not Qualified\",INDEX(Inventory!L:L,MATCH('Inspection Form'!B652,Inventory!B:B,0))<>\"\",$Q$5<>\"Pre\"),0,BY652*BZ652), 0)","v":0},null,{"$error":"#DIV/0!"},{"$error":"#DIV/0!"},649]
[null,649,null,null,null,null,null,null,null,null,null,null,null,null,null,null,null,null,null,null,null,null,null,null,null,null,null,null,null,null,null,null,null,null,null,null,null,null,null,null,null,null,null,null,null,null,null,null,null,null,null,null,null,null,null,null,null,null,null,null,null,null,null,null,null,null,null,null,null,null,null,null,null,{"$f":"INDEX('Fixture Descriptions'!A:K,MATCH('Inspection Form'!H653,'Fixture Descriptions'!A:A,0),8)","v":{"$error":"#N/A"}},{"$error":"#N/A"},null,{"$error":"#N/A"},1,null,null,null,{"$f":"IFERROR(IF(AND(INDEX(Inventory!CA:CA,MATCH('Inspection Form'!B653,Inventory!B:B,0))=\"Not Qualified\",INDEX(Inventory!L:L,MATCH('Inspection Form'!B653,Inventory!B:B,0))<>\"\",$Q$5<>\"Pre\"),0,BY653*BZ653), 0)","v":0},null,{"$error":"#DIV/0!"},{"$error":"#DIV/0!"},650]
[null,652,null,null,null,null,null,null,null,null,null,null,null,null,null,null,null,null,null,null,null,null,null,null,null,null,null,null,null,null,null,null,null,null,null,null,null,null,null,null,null,null,null,null,null,null,null,null,null,null,null,null,null,null,null,null,null,null,null,null,null,null,null,null,null,null,null,null,null,null,null,null,null,{"$f":"INDEX('Fixture Descriptions'!A:K,MATCH('Inspection Form'!H656,'Fixture Descriptions'!A:A,0),8)","v":{"$error":"#N/A"}},{"$error":"#N/A"},null,{"$error":"#N/A"},1,null,null,null,{"$f":"IFERROR(IF(AND(INDEX(Inventory!CA:CA,MATCH('Inspection Form'!B656,Inventory!B:B,0))=\"Not Qualified\",INDEX(Inventory!L:L,MATCH('Inspection Form'!B656,Inventory!B:B,0))<>\"\",$Q$5<>\"Pre\"),0,BY656*BZ656), 0)","v":0},null,{"$error":"#DIV/0!"},{"$error":"#DIV/0!"},653]
[null,653,null,null,null,null,null,null,null,null,null,null,null,null,null,null,null,null,null,null,null,null,null,null,null,null,null,null,null,null,null,null,null,null,null,null,null,null,null,null,null,null,null,null,null,null,null,null,null,null,null,null,null,null,null,null,null,null,null,null,null,null,null,null,null,null,null,null,null,null,null,null,null,{"$f":"INDEX('Fixture Descriptions'!A:K,MATCH('Inspection Form'!H657,'Fixture Descriptions'!A:A,0),8)","v":{"$error":"#N/A"}},{"$error":"#N/A"},null,{"$error":"#N/A"},1,null,null,null,{"$f":"IFERROR(IF(AND(INDEX(Inventory!CA:CA,MATCH('Inspection Form'!B657,Inventory!B:B,0))=\"Not Qualified\",INDEX(Inventory!L:L,MATCH('Inspection Form'!B657,Inventory!B:B,0))<>\"\",$Q$5<>\"Pre\"),0,BY657*BZ657), 0)","v":0},null,{"$error":"#DIV/0!"},{"$error":"#DIV/0!"},654]
[null,655,null,null,null,null,null,null,null,null,null,null,null,null,null,null,null,null,null,null,null,null,null,null,null,null,null,null,null,null,null,null,null,null,null,null,null,null,null,null,null,null,null,null,null,null,null,null,null,null,null,null,null,null,null,null,null,null,null,null,null,null,null,null,null,null,null,null,null,null,null,null,null,{"$f":"INDEX('Fixture Descriptions'!A:K,MATCH('Inspection Form'!H659,'Fixture Descriptions'!A:A,0),8)","v":{"$error":"#N/A"}},{"$error":"#N/A"},null,{"$error":"#N/A"},1,null,null,null,{"$f":"IFERROR(IF(AND(INDEX(Inventory!CA:CA,MATCH('Inspection Form'!B659,Inventory!B:B,0))=\"Not Qualified\",INDEX(Inventory!L:L,MATCH('Inspection Form'!B659,Inventory!B:B,0))<>\"\",$Q$5<>\"Pre\"),0,BY659*BZ659), 0)","v":0},null,{"$error":"#DIV/0!"},{"$error":"#DIV/0!"},656]
[null,656,null,null,null,null,null,null,null,null,null,null,null,null,null,null,null,null,null,null,null,null,null,null,null,null,null,null,null,null,null,null,null,null,null,null,null,null,null,null,null,null,null,null,null,null,null,null,null,null,null,null,null,null,null,null,null,null,null,null,null,null,null,null,null,null,null,null,null,null,null,null,null,{"$f":"INDEX('Fixture Descriptions'!A:K,MATCH('Inspection Form'!H660,'Fixture Descriptions'!A:A,0),8)","v":{"$error":"#N/A"}},{"$error":"#N/A"},null,{"$error":"#N/A"},1,null,null,null,{"$f":"IFERROR(IF(AND(INDEX(Inventory!CA:CA,MATCH('Inspection Form'!B660,Inventory!B:B,0))=\"Not Qualified\",INDEX(Inventory!L:L,MATCH('Inspection Form'!B660,Inventory!B:B,0))<>\"\",$Q$5<>\"Pre\"),0,BY660*BZ660), 0)","v":0},null,{"$error":"#DIV/0!"},{"$error":"#DIV/0!"},657]
[null,659,null,null,null,null,null,null,null,null,null,null,null,null,null,null,null,null,null,null,null,null,null,null,null,null,null,null,null,null,null,null,null,null,null,null,null,null,null,null,null,null,null,null,null,null,null,null,null,null,null,null,null,null,null,null,null,null,null,null,null,null,null,null,null,null,null,null,null,null,null,null,null,{"$f":"INDEX('Fixture Descriptions'!A:K,MATCH('Inspection Form'!H663,'Fixture Descriptions'!A:A,0),8)","v":{"$error":"#N/A"}},{"$error":"#N/A"},null,{"$error":"#N/A"},1,null,null,null,{"$f":"IFERROR(IF(AND(INDEX(Inventory!CA:CA,MATCH('Inspection Form'!B663,Inventory!B:B,0))=\"Not Qualified\",INDEX(Inventory!L:L,MATCH('Inspection Form'!B663,Inventory!B:B,0))<>\"\",$Q$5<>\"Pre\"),0,BY663*BZ663), 0)","v":0},null,{"$error":"#DIV/0!"},{"$error":"#DIV/0!"},660]
[null,660,null,null,null,null,null,null,null,null,null,null,null,null,null,null,null,null,null,null,null,null,null,null,null,null,null,null,null,null,null,null,null,null,null,null,null,null,null,null,null,null,null,null,null,null,null,null,null,null,null,null,null,null,null,null,null,null,null,null,null,null,null,null,null,null,null,null,null,null,null,null,null,{"$f":"INDEX('Fixture Descriptions'!A:K,MATCH('Inspection Form'!H664,'Fixture Descriptions'!A:A,0),8)","v":{"$error":"#N/A"}},{"$error":"#N/A"},null,{"$error":"#N/A"},1,null,null,null,{"$f":"IFERROR(IF(AND(INDEX(Inventory!CA:CA,MATCH('Inspection Form'!B664,Inventory!B:B,0))=\"Not Qualified\",INDEX(Inventory!L:L,MATCH('Inspection Form'!B664,Inventory!B:B,0))<>\"\",$Q$5<>\"Pre\"),0,BY664*BZ664), 0)","v":0},null,{"$error":"#DIV/0!"},{"$error":"#DIV/0!"},661]
[null,663,null,null,null,null,null,null,null,null,null,null,null,null,null,null,null,null,null,null,null,null,null,null,null,null,null,null,null,null,null,null,null,null,null,null,null,null,null,null,null,null,null,null,null,null,null,null,null,null,null,null,null,null,null,null,null,null,null,null,null,null,null,null,null,null,null,null,null,null,null,null,null,{"$f":"INDEX('Fixture Descriptions'!A:K,MATCH('Inspection Form'!H667,'Fixture Descriptions'!A:A,0),8)","v":{"$error":"#N/A"}},{"$error":"#N/A"},null,{"$error":"#N/A"},1,null,null,null,{"$f":"IFERROR(IF(AND(INDEX(Inventory!CA:CA,MATCH('Inspection Form'!B667,Inventory!B:B,0))=\"Not Qualified\",INDEX(Inventory!L:L,MATCH('Inspection Form'!B667,Inventory!B:B,0))<>\"\",$Q$5<>\"Pre\"),0,BY667*BZ667), 0)","v":0},null,{"$error":"#DIV/0!"},{"$error":"#DIV/0!"},664]
[null,664,null,null,null,null,null,null,null,null,null,null,null,null,null,null,null,null,null,null,null,null,null,null,null,null,null,null,null,null,null,null,null,null,null,null,null,null,null,null,null,null,null,null,null,null,null,null,null,null,null,null,null,null,null,null,null,null,null,null,null,null,null,null,null,null,null,null,null,null,null,null,null,{"$f":"INDEX('Fixture Descriptions'!A:K,MATCH('Inspection Form'!H668,'Fixture Descriptions'!A:A,0),8)","v":{"$error":"#N/A"}},{"$error":"#N/A"},null,{"$error":"#N/A"},1,null,null,null,{"$f":"IFERROR(IF(AND(INDEX(Inventory!CA:CA,MATCH('Inspection Form'!B668,Inventory!B:B,0))=\"Not Qualified\",INDEX(Inventory!L:L,MATCH('Inspection Form'!B668,Inventory!B:B,0))<>\"\",$Q$5<>\"Pre\"),0,BY668*BZ668), 0)","v":0},null,{"$error":"#DIV/0!"},{"$error":"#DIV/0!"},665]
[null,666,null,null,null,null,null,null,null,null,null,null,null,null,null,null,null,null,null,null,null,null,null,null,null,null,null,null,null,null,null,null,null,null,null,null,null,null,null,null,null,null,null,null,null,null,null,null,null,null,null,null,null,null,null,null,null,null,null,null,null,null,null,null,null,null,null,null,null,null,null,null,null,{"$f":"INDEX('Fixture Descriptions'!A:K,MATCH('Inspection Form'!H670,'Fixture Descriptions'!A:A,0),8)","v":{"$error":"#N/A"}},{"$error":"#N/A"},null,{"$error":"#N/A"},1,null,null,null,{"$f":"IFERROR(IF(AND(INDEX(Inventory!CA:CA,MATCH('Inspection Form'!B670,Inventory!B:B,0))=\"Not Qualified\",INDEX(Inventory!L:L,MATCH('Inspection Form'!B670,Inventory!B:B,0))<>\"\",$Q$5<>\"Pre\"),0,BY670*BZ670), 0)","v":0},null,{"$error":"#DIV/0!"},{"$error":"#DIV/0!"},667]
[null,667,null,null,null,null,null,null,null,null,null,null,null,null,null,null,null,null,null,null,null,null,null,null,null,null,null,null,null,null,null,null,null,null,null,null,null,null,null,null,null,null,null,null,null,null,null,null,null,null,null,null,null,null,null,null,null,null,null,null,null,null,null,null,null,null,null,null,null,null,null,null,null,{"$f":"INDEX('Fixture Descriptions'!A:K,MATCH('Inspection Form'!H671,'Fixture Descriptions'!A:A,0),8)","v":{"$error":"#N/A"}},{"$error":"#N/A"},null,{"$error":"#N/A"},1,null,null,null,{"$f":"IFERROR(IF(AND(INDEX(Inventory!CA:CA,MATCH('Inspection Form'!B671,Inventory!B:B,0))=\"Not Qualified\",INDEX(Inventory!L:L,MATCH('Inspection Form'!B671,Inventory!B:B,0))<>\"\",$Q$5<>\"Pre\"),0,BY671*BZ671), 0)","v":0},null,{"$error":"#DIV/0!"},{"$error":"#DIV/0!"},668]
[null,670,null,null,null,null,null,null,null,null,null,null,null,null,null,null,null,null,null,null,null,null,null,null,null,null,null,null,null,null,null,null,null,null,null,null,null,null,null,null,null,null,null,null,null,null,null,null,null,null,null,null,null,null,null,null,null,null,null,null,null,null,null,null,null,null,null,null,null,null,null,null,null,{"$f":"INDEX('Fixture Descriptions'!A:K,MATCH('Inspection Form'!H674,'Fixture Descriptions'!A:A,0),8)","v":{"$error":"#N/A"}},{"$error":"#N/A"},null,{"$error":"#N/A"},1,null,null,null,{"$f":"IFERROR(IF(AND(INDEX(Inventory!CA:CA,MATCH('Inspection Form'!B674,Inventory!B:B,0))=\"Not Qualified\",INDEX(Inventory!L:L,MATCH('Inspection Form'!B674,Inventory!B:B,0))<>\"\",$Q$5<>\"Pre\"),0,BY674*BZ674), 0)","v":0},null,{"$error":"#DIV/0!"},{"$error":"#DIV/0!"},671]
[null,671,null,null,null,null,null,null,null,null,null,null,null,null,null,null,null,null,null,null,null,null,null,null,null,null,null,null,null,null,null,null,null,null,null,null,null,null,null,null,null,null,null,null,null,null,null,null,null,null,null,null,null,null,null,null,null,null,null,null,null,null,null,null,null,null,null,null,null,null,null,null,null,{"$f":"INDEX('Fixture Descriptions'!A:K,MATCH('Inspection Form'!H675,'Fixture Descriptions'!A:A,0),8)","v":{"$error":"#N/A"}},{"$error":"#N/A"},null,{"$error":"#N/A"},1,null,null,null,{"$f":"IFERROR(IF(AND(INDEX(Inventory!CA:CA,MATCH('Inspection Form'!B675,Inventory!B:B,0))=\"Not Qualified\",INDEX(Inventory!L:L,MATCH('Inspection Form'!B675,Inventory!B:B,0))<>\"\",$Q$5<>\"Pre\"),0,BY675*BZ675), 0)","v":0},null,{"$error":"#DIV/0!"},{"$error":"#DIV/0!"},672]
[null,673,null,null,null,null,null,null,null,null,null,null,null,null,null,null,null,null,null,null,null,null,null,null,null,null,null,null,null,null,null,null,null,null,null,null,null,null,null,null,null,null,null,null,null,null,null,null,null,null,null,null,null,null,null,null,null,null,null,null,null,null,null,null,null,null,null,null,null,null,null,null,null,{"$f":"INDEX('Fixture Descriptions'!A:K,MATCH('Inspection Form'!H677,'Fixture Descriptions'!A:A,0),8)","v":{"$error":"#N/A"}},{"$error":"#N/A"},null,{"$error":"#N/A"},1,null,null,null,{"$f":"IFERROR(IF(AND(INDEX(Inventory!CA:CA,MATCH('Inspection Form'!B677,Inventory!B:B,0))=\"Not Qualified\",INDEX(Inventory!L:L,MATCH('Inspection Form'!B677,Inventory!B:B,0))<>\"\",$Q$5<>\"Pre\"),0,BY677*BZ677), 0)","v":0},null,{"$error":"#DIV/0!"},{"$error":"#DIV/0!"},674]
[null,674,null,null,null,null,null,null,null,null,null,null,null,null,null,null,null,null,null,null,null,null,null,null,null,null,null,null,null,null,null,null,null,null,null,null,null,null,null,null,null,null,null,null,null,null,null,null,null,null,null,null,null,null,null,null,null,null,null,null,null,null,null,null,null,null,null,null,null,null,null,null,null,{"$f":"INDEX('Fixture Descriptions'!A:K,MATCH('Inspection Form'!H678,'Fixture Descriptions'!A:A,0),8)","v":{"$error":"#N/A"}},{"$error":"#N/A"},null,{"$error":"#N/A"},1,null,null,null,{"$f":"IFERROR(IF(AND(INDEX(Inventory!CA:CA,MATCH('Inspection Form'!B678,Inventory!B:B,0))=\"Not Qualified\",INDEX(Inventory!L:L,MATCH('Inspection Form'!B678,Inventory!B:B,0))<>\"\",$Q$5<>\"Pre\"),0,BY678*BZ678), 0)","v":0},null,{"$error":"#DIV/0!"},{"$error":"#DIV/0!"},675]
[null,677,null,null,null,null,null,null,null,null,null,null,null,null,null,null,null,null,null,null,null,null,null,null,null,null,null,null,null,null,null,null,null,null,null,null,null,null,null,null,null,null,null,null,null,null,null,null,null,null,null,null,null,null,null,null,null,null,null,null,null,null,null,null,null,null,null,null,null,null,null,null,null,{"$f":"INDEX('Fixture Descriptions'!A:K,MATCH('Inspection Form'!H681,'Fixture Descriptions'!A:A,0),8)","v":{"$error":"#N/A"}},{"$error":"#N/A"},null,{"$error":"#N/A"},1,null,null,null,{"$f":"IFERROR(IF(AND(INDEX(Inventory!CA:CA,MATCH('Inspection Form'!B681,Inventory!B:B,0))=\"Not Qualified\",INDEX(Inventory!L:L,MATCH('Inspection Form'!B681,Inventory!B:B,0))<>\"\",$Q$5<>\"Pre\"),0,BY681*BZ681), 0)","v":0},null,{"$error":"#DIV/0!"},{"$error":"#DIV/0!"},678]
[null,678,null,null,null,null,null,null,null,null,null,null,null,null,null,null,null,null,null,null,null,null,null,null,null,null,null,null,null,null,null,null,null,null,null,null,null,null,null,null,null,null,null,null,null,null,null,null,null,null,null,null,null,null,null,null,null,null,null,null,null,null,null,null,null,null,null,null,null,null,null,null,null,{"$f":"INDEX('Fixture Descriptions'!A:K,MATCH('Inspection Form'!H682,'Fixture Descriptions'!A:A,0),8)","v":{"$error":"#N/A"}},{"$error":"#N/A"},null,{"$error":"#N/A"},1,null,null,null,{"$f":"IFERROR(IF(AND(INDEX(Inventory!CA:CA,MATCH('Inspection Form'!B682,Inventory!B:B,0))=\"Not Qualified\",INDEX(Inventory!L:L,MATCH('Inspection Form'!B682,Inventory!B:B,0))<>\"\",$Q$5<>\"Pre\"),0,BY682*BZ682), 0)","v":0},null,{"$error":"#DIV/0!"},{"$error":"#DIV/0!"},679]
[null,680,null,null,null,null,null,null,null,null,null,null,null,null,null,null,null,null,null,null,null,null,null,null,null,null,null,null,null,null,null,null,null,null,null,null,null,null,null,null,null,null,null,null,null,null,null,null,null,null,null,null,null,null,null,null,null,null,null,null,null,null,null,null,null,null,null,null,null,null,null,null,null,{"$f":"INDEX('Fixture Descriptions'!A:K,MATCH('Inspection Form'!H684,'Fixture Descriptions'!A:A,0),8)","v":{"$error":"#N/A"}},{"$error":"#N/A"},null,{"$error":"#N/A"},1,null,null,null,{"$f":"IFERROR(IF(AND(INDEX(Inventory!CA:CA,MATCH('Inspection Form'!B684,Inventory!B:B,0))=\"Not Qualified\",INDEX(Inventory!L:L,MATCH('Inspection Form'!B684,Inventory!B:B,0))<>\"\",$Q$5<>\"Pre\"),0,BY684*BZ684), 0)","v":0},null,{"$error":"#DIV/0!"},{"$error":"#DIV/0!"},681]
[null,681,null,null,null,null,null,null,null,null,null,null,null,null,null,null,null,null,null,null,null,null,null,null,null,null,null,null,null,null,null,null,null,null,null,null,null,null,null,null,null,null,null,null,null,null,null,null,null,null,null,null,null,null,null,null,null,null,null,null,null,null,null,null,null,null,null,null,null,null,null,null,null,{"$f":"INDEX('Fixture Descriptions'!A:K,MATCH('Inspection Form'!H685,'Fixture Descriptions'!A:A,0),8)","v":{"$error":"#N/A"}},{"$error":"#N/A"},null,{"$error":"#N/A"},1,null,null,null,{"$f":"IFERROR(IF(AND(INDEX(Inventory!CA:CA,MATCH('Inspection Form'!B685,Inventory!B:B,0))=\"Not Qualified\",INDEX(Inventory!L:L,MATCH('Inspection Form'!B685,Inventory!B:B,0))<>\"\",$Q$5<>\"Pre\"),0,BY685*BZ685), 0)","v":0},null,{"$error":"#DIV/0!"},{"$error":"#DIV/0!"},682]
[null,684,null,null,null,null,null,null,null,null,null,null,null,null,null,null,null,null,null,null,null,null,null,null,null,null,null,null,null,null,null,null,null,null,null,null,null,null,null,null,null,null,null,null,null,null,null,null,null,null,null,null,null,null,null,null,null,null,null,null,null,null,null,null,null,null,null,null,null,null,null,null,null,{"$f":"INDEX('Fixture Descriptions'!A:K,MATCH('Inspection Form'!H688,'Fixture Descriptions'!A:A,0),8)","v":{"$error":"#N/A"}},{"$error":"#N/A"},null,{"$error":"#N/A"},1,null,null,null,{"$f":"IFERROR(IF(AND(INDEX(Inventory!CA:CA,MATCH('Inspection Form'!B688,Inventory!B:B,0))=\"Not Qualified\",INDEX(Inventory!L:L,MATCH('Inspection Form'!B688,Inventory!B:B,0))<>\"\",$Q$5<>\"Pre\"),0,BY688*BZ688), 0)","v":0},null,{"$error":"#DIV/0!"},{"$error":"#DIV/0!"},685]
[null,685,null,null,null,null,null,null,null,null,null,null,null,null,null,null,null,null,null,null,null,null,null,null,null,null,null,null,null,null,null,null,null,null,null,null,null,null,null,null,null,null,null,null,null,null,null,null,null,null,null,null,null,null,null,null,null,null,null,null,null,null,null,null,null,null,null,null,null,null,null,null,null,{"$f":"INDEX('Fixture Descriptions'!A:K,MATCH('Inspection Form'!H689,'Fixture Descriptions'!A:A,0),8)","v":{"$error":"#N/A"}},{"$error":"#N/A"},null,{"$error":"#N/A"},1,null,null,null,{"$f":"IFERROR(IF(AND(INDEX(Inventory!CA:CA,MATCH('Inspection Form'!B689,Inventory!B:B,0))=\"Not Qualified\",INDEX(Inventory!L:L,MATCH('Inspection Form'!B689,Inventory!B:B,0))<>\"\",$Q$5<>\"Pre\"),0,BY689*BZ689), 0)","v":0},null,{"$error":"#DIV/0!"},{"$error":"#DIV/0!"},686]
[null,687,null,null,null,null,null,null,null,null,null,null,null,null,null,null,null,null,null,null,null,null,null,null,null,null,null,null,null,null,null,null,null,null,null,null,null,null,null,null,null,null,null,null,null,null,null,null,null,null,null,null,null,null,null,null,null,null,null,null,null,null,null,null,null,null,null,null,null,null,null,null,null,{"$f":"INDEX('Fixture Descriptions'!A:K,MATCH('Inspection Form'!H691,'Fixture Descriptions'!A:A,0),8)","v":{"$error":"#N/A"}},{"$f":"BV691*I691","v":{"$error":"#N/A"}},null,{"$error":"#N/A"},{"$f":"IF($U$3=\"All\", 1, IF(AND(C691=$U$3, H691=$U$4), 1, 0))","v":1},null,null,null,{"$f":"IFERROR(IF(AND(INDEX(Inventory!CA:CA,MATCH('Inspection Form'!B691,Inventory!B:B,0))=\"Not Qualified\",INDEX(Inventory!L:L,MATCH('Inspection Form'!B691,Inventory!B:B,0))<>\"\",$Q$5<>\"Pre\"),0,BY691*BZ691), 0)","v":0},null,{"$f":"CD691/$CE$5","v":{"$error":"#DIV/0!"}},{"$f":"CF691+CG690","v":{"$error":"#DIV/0!"}},688]
[null,688,null,null,null,null,null,null,null,null,null,null,null,null,null,null,null,null,null,null,null,null,null,null,null,null,null,null,null,null,null,null,null,null,null,null,null,null,null,null,null,null,null,null,null,null,null,null,null,null,null,null,null,null,null,null,null,null,null,null,null,null,null,null,null,null,null,null,null,null,null,null,null,{"$f":"INDEX('Fixture Descriptions'!A:K,MATCH('Inspection Form'!H692,'Fixture Descriptions'!A:A,0),8)","v":{"$error":"#N/A"}},{"$error":"#N/A"},null,{"$error":"#N/A"},1,null,null,null,{"$f":"IFERROR(IF(AND(INDEX(Inventory!CA:CA,MATCH('Inspection Form'!B692,Inventory!B:B,0))=\"Not Qualified\",INDEX(Inventory!L:L,MATCH('Inspection Form'!B692,Inventory!B:B,0))<>\"\",$Q$5<>\"Pre\"),0,BY692*BZ692), 0)","v":0},null,{"$error":"#DIV/0!"},{"$error":"#DIV/0!"},689]
[null,691,null,null,null,null,null,null,null,null,null,null,null,null,null,null,null,null,null,null,null,null,null,null,null,null,null,null,null,null,null,null,null,null,null,null,null,null,null,null,null,null,null,null,null,null,null,null,null,null,null,null,null,null,null,null,null,null,null,null,null,null,null,null,null,null,null,null,null,null,null,null,null,{"$f":"INDEX('Fixture Descriptions'!A:K,MATCH('Inspection Form'!H695,'Fixture Descriptions'!A:A,0),8)","v":{"$error":"#N/A"}},{"$error":"#N/A"},null,{"$error":"#N/A"},1,null,null,null,{"$f":"IFERROR(IF(AND(INDEX(Inventory!CA:CA,MATCH('Inspection Form'!B695,Inventory!B:B,0))=\"Not Qualified\",INDEX(Inventory!L:L,MATCH('Inspection Form'!B695,Inventory!B:B,0))<>\"\",$Q$5<>\"Pre\"),0,BY695*BZ695), 0)","v":0},null,{"$error":"#DIV/0!"},{"$error":"#DIV/0!"},692]
[null,692,null,null,null,null,null,null,null,null,null,null,null,null,null,null,null,null,null,null,null,null,null,null,null,null,null,null,null,null,null,null,null,null,null,null,null,null,null,null,null,null,null,null,null,null,null,null,null,null,null,null,null,null,null,null,null,null,null,null,null,null,null,null,null,null,null,null,null,null,null,null,null,{"$f":"INDEX('Fixture Descriptions'!A:K,MATCH('Inspection Form'!H696,'Fixture Descriptions'!A:A,0),8)","v":{"$error":"#N/A"}},{"$error":"#N/A"},null,{"$error":"#N/A"},1,null,null,null,{"$f":"IFERROR(IF(AND(INDEX(Inventory!CA:CA,MATCH('Inspection Form'!B696,Inventory!B:B,0))=\"Not Qualified\",INDEX(Inventory!L:L,MATCH('Inspection Form'!B696,Inventory!B:B,0))<>\"\",$Q$5<>\"Pre\"),0,BY696*BZ696), 0)","v":0},null,{"$error":"#DIV/0!"},{"$error":"#DIV/0!"},693]
[null,694,null,null,null,null,null,null,null,null,null,null,null,null,null,null,null,null,null,null,null,null,null,null,null,null,null,null,null,null,null,null,null,null,null,null,null,null,null,null,null,null,null,null,null,null,null,null,null,null,null,null,null,null,null,null,null,null,null,null,null,null,null,null,null,null,null,null,null,null,null,null,null,{"$f":"INDEX('Fixture Descriptions'!A:K,MATCH('Inspection Form'!H698,'Fixture Descriptions'!A:A,0),8)","v":{"$error":"#N/A"}},{"$error":"#N/A"},null,{"$error":"#N/A"},1,null,null,null,{"$f":"IFERROR(IF(AND(INDEX(Inventory!CA:CA,MATCH('Inspection Form'!B698,Inventory!B:B,0))=\"Not Qualified\",INDEX(Inventory!L:L,MATCH('Inspection Form'!B698,Inventory!B:B,0))<>\"\",$Q$5<>\"Pre\"),0,BY698*BZ698), 0)","v":0},null,{"$error":"#DIV/0!"},{"$error":"#DIV/0!"},695]
[null,695,null,null,null,null,null,null,null,null,null,null,null,null,null,null,null,null,null,null,null,null,null,null,null,null,null,null,null,null,null,null,null,null,null,null,null,null,null,null,null,null,null,null,null,null,null,null,null,null,null,null,null,null,null,null,null,null,null,null,null,null,null,null,null,null,null,null,null,null,null,null,null,{"$f":"INDEX('Fixture Descriptions'!A:K,MATCH('Inspection Form'!H699,'Fixture Descriptions'!A:A,0),8)","v":{"$error":"#N/A"}},{"$error":"#N/A"},null,{"$error":"#N/A"},1,null,null,null,{"$f":"IFERROR(IF(AND(INDEX(Inventory!CA:CA,MATCH('Inspection Form'!B699,Inventory!B:B,0))=\"Not Qualified\",INDEX(Inventory!L:L,MATCH('Inspection Form'!B699,Inventory!B:B,0))<>\"\",$Q$5<>\"Pre\"),0,BY699*BZ699), 0)","v":0},null,{"$error":"#DIV/0!"},{"$error":"#DIV/0!"},696]
[null,698,null,null,null,null,null,null,null,null,null,null,null,null,null,null,null,null,null,null,null,null,null,null,null,null,null,null,null,null,null,null,null,null,null,null,null,null,null,null,null,null,null,null,null,null,null,null,null,null,null,null,null,null,null,null,null,null,null,null,null,null,null,null,null,null,null,null,null,null,null,null,null,{"$f":"INDEX('Fixture Descriptions'!A:K,MATCH('Inspection Form'!H702,'Fixture Descriptions'!A:A,0),8)","v":{"$error":"#N/A"}},{"$error":"#N/A"},null,{"$error":"#N/A"},1,null,null,null,{"$f":"IFERROR(IF(AND(INDEX(Inventory!CA:CA,MATCH('Inspection Form'!B702,Inventory!B:B,0))=\"Not Qualified\",INDEX(Inventory!L:L,MATCH('Inspection Form'!B702,Inventory!B:B,0))<>\"\",$Q$5<>\"Pre\"),0,BY702*BZ702), 0)","v":0},null,{"$error":"#DIV/0!"},{"$error":"#DIV/0!"},699]
[null,699,null,null,null,null,null,null,null,null,null,null,null,null,null,null,null,null,null,null,null,null,null,null,null,null,null,null,null,null,null,null,null,null,null,null,null,null,null,null,null,null,null,null,null,null,null,null,null,null,null,null,null,null,null,null,null,null,null,null,null,null,null,null,null,null,null,null,null,null,null,null,null,{"$f":"INDEX('Fixture Descriptions'!A:K,MATCH('Inspection Form'!H703,'Fixture Descriptions'!A:A,0),8)","v":{"$error":"#N/A"}},{"$error":"#N/A"},null,{"$error":"#N/A"},1,null,null,null,{"$f":"IFERROR(IF(AND(INDEX(Inventory!CA:CA,MATCH('Inspection Form'!B703,Inventory!B:B,0))=\"Not Qualified\",INDEX(Inventory!L:L,MATCH('Inspection Form'!B703,Inventory!B:B,0))<>\"\",$Q$5<>\"Pre\"),0,BY703*BZ703), 0)","v":0},null,{"$error":"#DIV/0!"},{"$error":"#DIV/0!"},700]
[null,701,null,null,null,null,null,null,null,null,null,null,null,null,null,null,null,null,null,null,null,null,null,null,null,null,null,null,null,null,null,null,null,null,null,null,null,null,null,null,null,null,null,null,null,null,null,null,null,null,null,null,null,null,null,null,null,null,null,null,null,null,null,null,null,null,null,null,null,null,null,null,null,{"$f":"INDEX('Fixture Descriptions'!A:K,MATCH('Inspection Form'!H705,'Fixture Descriptions'!A:A,0),8)","v":{"$error":"#N/A"}},{"$error":"#N/A"},null,{"$error":"#N/A"},1,null,null,null,{"$f":"IFERROR(IF(AND(INDEX(Inventory!CA:CA,MATCH('Inspection Form'!B705,Inventory!B:B,0))=\"Not Qualified\",INDEX(Inventory!L:L,MATCH('Inspection Form'!B705,Inventory!B:B,0))<>\"\",$Q$5<>\"Pre\"),0,BY705*BZ705), 0)","v":0},null,{"$error":"#DIV/0!"},{"$error":"#DIV/0!"},702]
[null,702,null,null,null,null,null,null,null,null,null,null,null,null,null,null,null,null,null,null,null,null,null,null,null,null,null,null,null,null,null,null,null,null,null,null,null,null,null,null,null,null,null,null,null,null,null,null,null,null,null,null,null,null,null,null,null,null,null,null,null,null,null,null,null,null,null,null,null,null,null,null,null,{"$f":"INDEX('Fixture Descriptions'!A:K,MATCH('Inspection Form'!H706,'Fixture Descriptions'!A:A,0),8)","v":{"$error":"#N/A"}},{"$error":"#N/A"},null,{"$error":"#N/A"},1,null,null,null,{"$f":"IFERROR(IF(AND(INDEX(Inventory!CA:CA,MATCH('Inspection Form'!B706,Inventory!B:B,0))=\"Not Qualified\",INDEX(Inventory!L:L,MATCH('Inspection Form'!B706,Inventory!B:B,0))<>\"\",$Q$5<>\"Pre\"),0,BY706*BZ706), 0)","v":0},null,{"$error":"#DIV/0!"},{"$error":"#DIV/0!"},703]
[null,705,null,null,null,null,null,null,null,null,null,null,null,null,null,null,null,null,null,null,null,null,null,null,null,null,null,null,null,null,null,null,null,null,null,null,null,null,null,null,null,null,null,null,null,null,null,null,null,null,null,null,null,null,null,null,null,null,null,null,null,null,null,null,null,null,null,null,null,null,null,null,null,{"$f":"INDEX('Fixture Descriptions'!A:K,MATCH('Inspection Form'!H709,'Fixture Descriptions'!A:A,0),8)","v":{"$error":"#N/A"}},{"$error":"#N/A"},null,{"$error":"#N/A"},1,null,null,null,{"$f":"IFERROR(IF(AND(INDEX(Inventory!CA:CA,MATCH('Inspection Form'!B709,Inventory!B:B,0))=\"Not Qualified\",INDEX(Inventory!L:L,MATCH('Inspection Form'!B709,Inventory!B:B,0))<>\"\",$Q$5<>\"Pre\"),0,BY709*BZ709), 0)","v":0},null,{"$error":"#DIV/0!"},{"$error":"#DIV/0!"},706]
[null,706,null,null,null,null,null,null,null,null,null,null,null,null,null,null,null,null,null,null,null,null,null,null,null,null,null,null,null,null,null,null,null,null,null,null,null,null,null,null,null,null,null,null,null,null,null,null,null,null,null,null,null,null,null,null,null,null,null,null,null,null,null,null,null,null,null,null,null,null,null,null,null,{"$f":"INDEX('Fixture Descriptions'!A:K,MATCH('Inspection Form'!H710,'Fixture Descriptions'!A:A,0),8)","v":{"$error":"#N/A"}},{"$error":"#N/A"},null,{"$f":"BW710","v":{"$error":"#N/A"}},1,null,null,null,{"$f":"IFERROR(IF(AND(INDEX(Inventory!CA:CA,MATCH('Inspection Form'!B710,Inventory!B:B,0))=\"Not Qualified\",INDEX(Inventory!L:L,MATCH('Inspection Form'!B710,Inventory!B:B,0))<>\"\",$Q$5<>\"Pre\"),0,BY710*BZ710), 0)","v":0},null,{"$error":"#DIV/0!"},{"$error":"#DIV/0!"},707]
[null,708,null,null,null,null,null,null,null,null,null,null,null,null,null,null,null,null,null,null,null,null,null,null,null,null,null,null,null,null,null,null,null,null,null,null,null,null,null,null,null,null,null,null,null,null,null,null,null,null,null,null,null,null,null,null,null,null,null,null,null,null,null,null,null,null,null,null,null,null,null,null,null,{"$f":"INDEX('Fixture Descriptions'!A:K,MATCH('Inspection Form'!H712,'Fixture Descriptions'!A:A,0),8)","v":{"$error":"#N/A"}},{"$error":"#N/A"},null,{"$error":"#N/A"},1,null,null,null,{"$f":"IFERROR(IF(AND(INDEX(Inventory!CA:CA,MATCH('Inspection Form'!B712,Inventory!B:B,0))=\"Not Qualified\",INDEX(Inventory!L:L,MATCH('Inspection Form'!B712,Inventory!B:B,0))<>\"\",$Q$5<>\"Pre\"),0,BY712*BZ712), 0)","v":0},null,{"$error":"#DIV/0!"},{"$error":"#DIV/0!"},709]
[null,709,null,null,null,null,null,null,null,null,null,null,null,null,null,null,null,null,null,null,null,null,null,null,null,null,null,null,null,null,null,null,null,null,null,null,null,null,null,null,null,null,null,null,null,null,null,null,null,null,null,null,null,null,null,null,null,null,null,null,null,null,null,null,null,null,null,null,null,null,null,null,null,{"$f":"INDEX('Fixture Descriptions'!A:K,MATCH('Inspection Form'!H713,'Fixture Descriptions'!A:A,0),8)","v":{"$error":"#N/A"}},{"$error":"#N/A"},null,{"$error":"#N/A"},1,null,null,null,{"$f":"IFERROR(IF(AND(INDEX(Inventory!CA:CA,MATCH('Inspection Form'!B713,Inventory!B:B,0))=\"Not Qualified\",INDEX(Inventory!L:L,MATCH('Inspection Form'!B713,Inventory!B:B,0))<>\"\",$Q$5<>\"Pre\"),0,BY713*BZ713), 0)","v":0},null,{"$error":"#DIV/0!"},{"$error":"#DIV/0!"},710]
[null,712,null,null,null,null,null,null,null,null,null,null,null,null,null,null,null,null,null,null,null,null,null,null,null,null,null,null,null,null,null,null,null,null,null,null,null,null,null,null,null,null,null,null,null,null,null,null,null,null,null,null,null,null,null,null,null,null,null,null,null,null,null,null,null,null,null,null,null,null,null,null,null,{"$f":"INDEX('Fixture Descriptions'!A:K,MATCH('Inspection Form'!H716,'Fixture Descriptions'!A:A,0),8)","v":{"$error":"#N/A"}},{"$error":"#N/A"},null,{"$error":"#N/A"},1,null,null,null,{"$f":"IFERROR(IF(AND(INDEX(Inventory!CA:CA,MATCH('Inspection Form'!B716,Inventory!B:B,0))=\"Not Qualified\",INDEX(Inventory!L:L,MATCH('Inspection Form'!B716,Inventory!B:B,0))<>\"\",$Q$5<>\"Pre\"),0,BY716*BZ716), 0)","v":0},null,{"$error":"#DIV/0!"},{"$error":"#DIV/0!"},713]
[null,713,null,null,null,null,null,null,null,null,null,null,null,null,null,null,null,null,null,null,null,null,null,null,null,null,null,null,null,null,null,null,null,null,null,null,null,null,null,null,null,null,null,null,null,null,null,null,null,null,null,null,null,null,null,null,null,null,null,null,null,null,null,null,null,null,null,null,null,null,null,null,null,{"$f":"INDEX('Fixture Descriptions'!A:K,MATCH('Inspection Form'!H717,'Fixture Descriptions'!A:A,0),8)","v":{"$error":"#N/A"}},{"$error":"#N/A"},null,{"$error":"#N/A"},1,null,null,null,{"$f":"IFERROR(IF(AND(INDEX(Inventory!CA:CA,MATCH('Inspection Form'!B717,Inventory!B:B,0))=\"Not Qualified\",INDEX(Inventory!L:L,MATCH('Inspection Form'!B717,Inventory!B:B,0))<>\"\",$Q$5<>\"Pre\"),0,BY717*BZ717), 0)","v":0},null,{"$error":"#DIV/0!"},{"$error":"#DIV/0!"},714]
[null,715,null,null,null,null,null,null,null,null,null,null,null,null,null,null,null,null,null,null,null,null,null,null,null,null,null,null,null,null,null,null,null,null,null,null,null,null,null,null,null,null,null,null,null,null,null,null,null,null,null,null,null,null,null,null,null,null,null,null,null,null,null,null,null,null,null,null,null,null,null,null,null,{"$f":"INDEX('Fixture Descriptions'!A:K,MATCH('Inspection Form'!H719,'Fixture Descriptions'!A:A,0),8)","v":{"$error":"#N/A"}},{"$error":"#N/A"},null,{"$error":"#N/A"},1,null,null,null,{"$f":"IFERROR(IF(AND(INDEX(Inventory!CA:CA,MATCH('Inspection Form'!B719,Inventory!B:B,0))=\"Not Qualified\",INDEX(Inventory!L:L,MATCH('Inspection Form'!B719,Inventory!B:B,0))<>\"\",$Q$5<>\"Pre\"),0,BY719*BZ719), 0)","v":0},null,{"$error":"#DIV/0!"},{"$error":"#DIV/0!"},716]
[null,716,null,null,null,null,null,null,null,null,null,null,null,null,null,null,null,null,null,null,null,null,null,null,null,null,null,null,null,null,null,null,null,null,null,null,null,null,null,null,null,null,null,null,null,null,null,null,null,null,null,null,null,null,null,null,null,null,null,null,null,null,null,null,null,null,null,null,null,null,null,null,null,{"$f":"INDEX('Fixture Descriptions'!A:K,MATCH('Inspection Form'!H720,'Fixture Descriptions'!A:A,0),8)","v":{"$error":"#N/A"}},{"$error":"#N/A"},null,{"$error":"#N/A"},1,null,null,null,{"$f":"IFERROR(IF(AND(INDEX(Inventory!CA:CA,MATCH('Inspection Form'!B720,Inventory!B:B,0))=\"Not Qualified\",INDEX(Inventory!L:L,MATCH('Inspection Form'!B720,Inventory!B:B,0))<>\"\",$Q$5<>\"Pre\"),0,BY720*BZ720), 0)","v":0},null,{"$error":"#DIV/0!"},{"$error":"#DIV/0!"},717]
[null,719,null,null,null,null,null,null,null,null,null,null,null,null,null,null,null,null,null,null,null,null,null,null,null,null,null,null,null,null,null,null,null,null,null,null,null,null,null,null,null,null,null,null,null,null,null,null,null,null,null,null,null,null,null,null,null,null,null,null,null,null,null,null,null,null,null,null,null,null,null,null,null,{"$f":"INDEX('Fixture Descriptions'!A:K,MATCH('Inspection Form'!H723,'Fixture Descriptions'!A:A,0),8)","v":{"$error":"#N/A"}},{"$error":"#N/A"},null,{"$error":"#N/A"},1,null,null,null,{"$f":"IFERROR(IF(AND(INDEX(Inventory!CA:CA,MATCH('Inspection Form'!B723,Inventory!B:B,0))=\"Not Qualified\",INDEX(Inventory!L:L,MATCH('Inspection Form'!B723,Inventory!B:B,0))<>\"\",$Q$5<>\"Pre\"),0,BY723*BZ723), 0)","v":0},null,{"$error":"#DIV/0!"},{"$error":"#DIV/0!"},720]
[null,720,null,null,null,null,null,null,null,null,null,null,null,null,null,null,null,null,null,null,null,null,null,null,null,null,null,null,null,null,null,null,null,null,null,null,null,null,null,null,null,null,null,null,null,null,null,null,null,null,null,null,null,null,null,null,null,null,null,null,null,null,null,null,null,null,null,null,null,null,null,null,null,{"$f":"INDEX('Fixture Descriptions'!A:K,MATCH('Inspection Form'!H724,'Fixture Descriptions'!A:A,0),8)","v":{"$error":"#N/A"}},{"$error":"#N/A"},null,{"$error":"#N/A"},1,null,null,null,{"$f":"IFERROR(IF(AND(INDEX(Inventory!CA:CA,MATCH('Inspection Form'!B724,Inventory!B:B,0))=\"Not Qualified\",INDEX(Inventory!L:L,MATCH('Inspection Form'!B724,Inventory!B:B,0))<>\"\",$Q$5<>\"Pre\"),0,BY724*BZ724), 0)","v":0},null,{"$error":"#DIV/0!"},{"$error":"#DIV/0!"},721]
[null,722,null,null,null,null,null,null,null,null,null,null,null,null,null,null,null,null,null,null,null,null,null,null,null,null,null,null,null,null,null,null,null,null,null,null,null,null,null,null,null,null,null,null,null,null,null,null,null,null,null,null,null,null,null,null,null,null,null,null,null,null,null,null,null,null,null,null,null,null,null,null,null,{"$f":"INDEX('Fixture Descriptions'!A:K,MATCH('Inspection Form'!H726,'Fixture Descriptions'!A:A,0),8)","v":{"$error":"#N/A"}},{"$error":"#N/A"},null,{"$error":"#N/A"},1,null,null,null,{"$f":"IFERROR(IF(AND(INDEX(Inventory!CA:CA,MATCH('Inspection Form'!B726,Inventory!B:B,0))=\"Not Qualified\",INDEX(Inventory!L:L,MATCH('Inspection Form'!B726,Inventory!B:B,0))<>\"\",$Q$5<>\"Pre\"),0,BY726*BZ726), 0)","v":0},null,{"$error":"#DIV/0!"},{"$error":"#DIV/0!"},723]
[null,723,null,null,null,null,null,null,null,null,null,null,null,null,null,null,null,null,null,null,null,null,null,null,null,null,null,null,null,null,null,null,null,null,null,null,null,null,null,null,null,null,null,null,null,null,null,null,null,null,null,null,null,null,null,null,null,null,null,null,null,null,null,null,null,null,null,null,null,null,null,null,null,{"$f":"INDEX('Fixture Descriptions'!A:K,MATCH('Inspection Form'!H727,'Fixture Descriptions'!A:A,0),8)","v":{"$error":"#N/A"}},{"$error":"#N/A"},null,{"$error":"#N/A"},1,null,null,null,{"$f":"IFERROR(IF(AND(INDEX(Inventory!CA:CA,MATCH('Inspection Form'!B727,Inventory!B:B,0))=\"Not Qualified\",INDEX(Inventory!L:L,MATCH('Inspection Form'!B727,Inventory!B:B,0))<>\"\",$Q$5<>\"Pre\"),0,BY727*BZ727), 0)","v":0},null,{"$error":"#DIV/0!"},{"$error":"#DIV/0!"},724]
[null,726,null,null,null,null,null,null,null,null,null,null,null,null,null,null,null,null,null,null,null,null,null,null,null,null,null,null,null,null,null,null,null,null,null,null,null,null,null,null,null,null,null,null,null,null,null,null,null,null,null,null,null,null,null,null,null,null,null,null,null,null,null,null,null,null,null,null,null,null,null,null,null,{"$f":"INDEX('Fixture Descriptions'!A:K,MATCH('Inspection Form'!H730,'Fixture Descriptions'!A:A,0),8)","v":{"$error":"#N/A"}},{"$error":"#N/A"},null,{"$error":"#N/A"},1,null,null,null,{"$f":"IFERROR(IF(AND(INDEX(Inventory!CA:CA,MATCH('Inspection Form'!B730,Inventory!B:B,0))=\"Not Qualified\",INDEX(Inventory!L:L,MATCH('Inspection Form'!B730,Inventory!B:B,0))<>\"\",$Q$5<>\"Pre\"),0,BY730*BZ730), 0)","v":0},null,{"$error":"#DIV/0!"},{"$error":"#DIV/0!"},727]
[null,727,null,null,null,null,null,null,null,null,null,null,null,null,null,null,null,null,null,null,null,null,null,null,null,null,null,null,null,null,null,null,null,null,null,null,null,null,null,null,null,null,null,null,null,null,null,null,null,null,null,null,null,null,null,null,null,null,null,null,null,null,null,null,null,null,null,null,null,null,null,null,null,{"$f":"INDEX('Fixture Descriptions'!A:K,MATCH('Inspection Form'!H731,'Fixture Descriptions'!A:A,0),8)","v":{"$error":"#N/A"}},{"$error":"#N/A"},null,{"$error":"#N/A"},1,null,null,null,{"$f":"IFERROR(IF(AND(INDEX(Inventory!CA:CA,MATCH('Inspection Form'!B731,Inventory!B:B,0))=\"Not Qualified\",INDEX(Inventory!L:L,MATCH('Inspection Form'!B731,Inventory!B:B,0))<>\"\",$Q$5<>\"Pre\"),0,BY731*BZ731), 0)","v":0},null,{"$error":"#DIV/0!"},{"$error":"#DIV/0!"},728]
[null,729,null,null,null,null,null,null,null,null,null,null,null,null,null,null,null,null,null,null,null,null,null,null,null,null,null,null,null,null,null,null,null,null,null,null,null,null,null,null,null,null,null,null,null,null,null,null,null,null,null,null,null,null,null,null,null,null,null,null,null,null,null,null,null,null,null,null,null,null,null,null,null,{"$f":"INDEX('Fixture Descriptions'!A:K,MATCH('Inspection Form'!H733,'Fixture Descriptions'!A:A,0),8)","v":{"$error":"#N/A"}},{"$error":"#N/A"},null,{"$error":"#N/A"},1,null,null,null,{"$f":"IFERROR(IF(AND(INDEX(Inventory!CA:CA,MATCH('Inspection Form'!B733,Inventory!B:B,0))=\"Not Qualified\",INDEX(Inventory!L:L,MATCH('Inspection Form'!B733,Inventory!B:B,0))<>\"\",$Q$5<>\"Pre\"),0,BY733*BZ733), 0)","v":0},null,{"$error":"#DIV/0!"},{"$error":"#DIV/0!"},730]
[null,730,null,null,null,null,null,null,null,null,null,null,null,null,null,null,null,null,null,null,null,null,null,null,null,null,null,null,null,null,null,null,null,null,null,null,null,null,null,null,null,null,null,null,null,null,null,null,null,null,null,null,null,null,null,null,null,null,null,null,null,null,null,null,null,null,null,null,null,null,null,null,null,{"$f":"INDEX('Fixture Descriptions'!A:K,MATCH('Inspection Form'!H734,'Fixture Descriptions'!A:A,0),8)","v":{"$error":"#N/A"}},{"$error":"#N/A"},null,{"$error":"#N/A"},1,null,null,null,{"$f":"IFERROR(IF(AND(INDEX(Inventory!CA:CA,MATCH('Inspection Form'!B734,Inventory!B:B,0))=\"Not Qualified\",INDEX(Inventory!L:L,MATCH('Inspection Form'!B734,Inventory!B:B,0))<>\"\",$Q$5<>\"Pre\"),0,BY734*BZ734), 0)","v":0},null,{"$error":"#DIV/0!"},{"$error":"#DIV/0!"},731]
[null,733,null,null,null,null,null,null,null,null,null,null,null,null,null,null,null,null,null,null,null,null,null,null,null,null,null,null,null,null,null,null,null,null,null,null,null,null,null,null,null,null,null,null,null,null,null,null,null,null,null,null,null,null,null,null,null,null,null,null,null,null,null,null,null,null,null,null,null,null,null,null,null,{"$f":"INDEX('Fixture Descriptions'!A:K,MATCH('Inspection Form'!H737,'Fixture Descriptions'!A:A,0),8)","v":{"$error":"#N/A"}},{"$error":"#N/A"},null,{"$error":"#N/A"},1,null,null,null,{"$f":"IFERROR(IF(AND(INDEX(Inventory!CA:CA,MATCH('Inspection Form'!B737,Inventory!B:B,0))=\"Not Qualified\",INDEX(Inventory!L:L,MATCH('Inspection Form'!B737,Inventory!B:B,0))<>\"\",$Q$5<>\"Pre\"),0,BY737*BZ737), 0)","v":0},null,{"$error":"#DIV/0!"},{"$error":"#DIV/0!"},734]
[null,734,null,null,null,null,null,null,null,null,null,null,null,null,null,null,null,null,null,null,null,null,null,null,null,null,null,null,null,null,null,null,null,null,null,null,null,null,null,null,null,null,null,null,null,null,null,null,null,null,null,null,null,null,null,null,null,null,null,null,null,null,null,null,null,null,null,null,null,null,null,null,null,{"$f":"INDEX('Fixture Descriptions'!A:K,MATCH('Inspection Form'!H738,'Fixture Descriptions'!A:A,0),8)","v":{"$error":"#N/A"}},{"$error":"#N/A"},null,{"$error":"#N/A"},1,null,null,null,{"$f":"IFERROR(IF(AND(INDEX(Inventory!CA:CA,MATCH('Inspection Form'!B738,Inventory!B:B,0))=\"Not Qualified\",INDEX(Inventory!L:L,MATCH('Inspection Form'!B738,Inventory!B:B,0))<>\"\",$Q$5<>\"Pre\"),0,BY738*BZ738), 0)","v":0},null,{"$error":"#DIV/0!"},{"$error":"#DIV/0!"},735]
[null,736,null,null,null,null,null,null,null,null,null,null,null,null,null,null,null,null,null,null,null,null,null,null,null,null,null,null,null,null,null,null,null,null,null,null,null,null,null,null,null,null,null,null,null,null,null,null,null,null,null,null,null,null,null,null,null,null,null,null,null,null,null,null,null,null,null,null,null,null,null,null,null,{"$f":"INDEX('Fixture Descriptions'!A:K,MATCH('Inspection Form'!H740,'Fixture Descriptions'!A:A,0),8)","v":{"$error":"#N/A"}},{"$error":"#N/A"},null,{"$error":"#N/A"},1,null,null,null,{"$f":"IFERROR(IF(AND(INDEX(Inventory!CA:CA,MATCH('Inspection Form'!B740,Inventory!B:B,0))=\"Not Qualified\",INDEX(Inventory!L:L,MATCH('Inspection Form'!B740,Inventory!B:B,0))<>\"\",$Q$5<>\"Pre\"),0,BY740*BZ740), 0)","v":0},null,{"$error":"#DIV/0!"},{"$error":"#DIV/0!"},737]
[null,737,null,null,null,null,null,null,null,null,null,null,null,null,null,null,null,null,null,null,null,null,null,null,null,null,null,null,null,null,null,null,null,null,null,null,null,null,null,null,null,null,null,null,null,null,null,null,null,null,null,null,null,null,null,null,null,null,null,null,null,null,null,null,null,null,null,null,null,null,null,null,null,{"$f":"INDEX('Fixture Descriptions'!A:K,MATCH('Inspection Form'!H741,'Fixture Descriptions'!A:A,0),8)","v":{"$error":"#N/A"}},{"$error":"#N/A"},null,{"$error":"#N/A"},1,null,null,null,{"$f":"IFERROR(IF(AND(INDEX(Inventory!CA:CA,MATCH('Inspection Form'!B741,Inventory!B:B,0))=\"Not Qualified\",INDEX(Inventory!L:L,MATCH('Inspection Form'!B741,Inventory!B:B,0))<>\"\",$Q$5<>\"Pre\"),0,BY741*BZ741), 0)","v":0},null,{"$error":"#DIV/0!"},{"$error":"#DIV/0!"},738]
[null,740,null,null,null,null,null,null,null,null,null,null,null,null,null,null,null,null,null,null,null,null,null,null,null,null,null,null,null,null,null,null,null,null,null,null,null,null,null,null,null,null,null,null,null,null,null,null,null,null,null,null,null,null,null,null,null,null,null,null,null,null,null,null,null,null,null,null,null,null,null,null,null,{"$f":"INDEX('Fixture Descriptions'!A:K,MATCH('Inspection Form'!H744,'Fixture Descriptions'!A:A,0),8)","v":{"$error":"#N/A"}},{"$error":"#N/A"},null,{"$error":"#N/A"},1,null,null,null,{"$f":"IFERROR(IF(AND(INDEX(Inventory!CA:CA,MATCH('Inspection Form'!B744,Inventory!B:B,0))=\"Not Qualified\",INDEX(Inventory!L:L,MATCH('Inspection Form'!B744,Inventory!B:B,0))<>\"\",$Q$5<>\"Pre\"),0,BY744*BZ744), 0)","v":0},null,{"$error":"#DIV/0!"},{"$error":"#DIV/0!"},741]
[null,741,null,null,null,null,null,null,null,null,null,null,null,null,null,null,null,null,null,null,null,null,null,null,null,null,null,null,null,null,null,null,null,null,null,null,null,null,null,null,null,null,null,null,null,null,null,null,null,null,null,null,null,null,null,null,null,null,null,null,null,null,null,null,null,null,null,null,null,null,null,null,null,{"$f":"INDEX('Fixture Descriptions'!A:K,MATCH('Inspection Form'!H745,'Fixture Descriptions'!A:A,0),8)","v":{"$error":"#N/A"}},{"$error":"#N/A"},null,{"$error":"#N/A"},1,null,null,null,{"$f":"IFERROR(IF(AND(INDEX(Inventory!CA:CA,MATCH('Inspection Form'!B745,Inventory!B:B,0))=\"Not Qualified\",INDEX(Inventory!L:L,MATCH('Inspection Form'!B745,Inventory!B:B,0))<>\"\",$Q$5<>\"Pre\"),0,BY745*BZ745), 0)","v":0},null,{"$error":"#DIV/0!"},{"$error":"#DIV/0!"},742]
[null,743,null,null,null,null,null,null,null,null,null,null,null,null,null,null,null,null,null,null,null,null,null,null,null,null,null,null,null,null,null,null,null,null,null,null,null,null,null,null,null,null,null,null,null,null,null,null,null,null,null,null,null,null,null,null,null,null,null,null,null,null,null,null,null,null,null,null,null,null,null,null,null,{"$f":"INDEX('Fixture Descriptions'!A:K,MATCH('Inspection Form'!H747,'Fixture Descriptions'!A:A,0),8)","v":{"$error":"#N/A"}},{"$error":"#N/A"},null,{"$error":"#N/A"},1,null,null,null,{"$f":"IFERROR(IF(AND(INDEX(Inventory!CA:CA,MATCH('Inspection Form'!B747,Inventory!B:B,0))=\"Not Qualified\",INDEX(Inventory!L:L,MATCH('Inspection Form'!B747,Inventory!B:B,0))<>\"\",$Q$5<>\"Pre\"),0,BY747*BZ747), 0)","v":0},null,{"$error":"#DIV/0!"},{"$error":"#DIV/0!"},744]
[null,744,null,null,null,null,null,null,null,null,null,null,null,null,null,null,null,null,null,null,null,null,null,null,null,null,null,null,null,null,null,null,null,null,null,null,null,null,null,null,null,null,null,null,null,null,null,null,null,null,null,null,null,null,null,null,null,null,null,null,null,null,null,null,null,null,null,null,null,null,null,null,null,{"$f":"INDEX('Fixture Descriptions'!A:K,MATCH('Inspection Form'!H748,'Fixture Descriptions'!A:A,0),8)","v":{"$error":"#N/A"}},{"$error":"#N/A"},null,{"$error":"#N/A"},1,null,null,null,{"$f":"IFERROR(IF(AND(INDEX(Inventory!CA:CA,MATCH('Inspection Form'!B748,Inventory!B:B,0))=\"Not Qualified\",INDEX(Inventory!L:L,MATCH('Inspection Form'!B748,Inventory!B:B,0))<>\"\",$Q$5<>\"Pre\"),0,BY748*BZ748), 0)","v":0},null,{"$error":"#DIV/0!"},{"$error":"#DIV/0!"},745]
[null,747,null,null,null,null,null,null,null,null,null,null,null,null,null,null,null,null,null,null,null,null,null,null,null,null,null,null,null,null,null,null,null,null,null,null,null,null,null,null,null,null,null,null,null,null,null,null,null,null,null,null,null,null,null,null,null,null,null,null,null,null,null,null,null,null,null,null,null,null,null,null,null,{"$f":"INDEX('Fixture Descriptions'!A:K,MATCH('Inspection Form'!H751,'Fixture Descriptions'!A:A,0),8)","v":{"$error":"#N/A"}},{"$error":"#N/A"},null,{"$error":"#N/A"},1,null,null,null,{"$f":"IFERROR(IF(AND(INDEX(Inventory!CA:CA,MATCH('Inspection Form'!B751,Inventory!B:B,0))=\"Not Qualified\",INDEX(Inventory!L:L,MATCH('Inspection Form'!B751,Inventory!B:B,0))<>\"\",$Q$5<>\"Pre\"),0,BY751*BZ751), 0)","v":0},null,{"$error":"#DIV/0!"},{"$error":"#DIV/0!"},748]
[null,748,null,null,null,null,null,null,null,null,null,null,null,null,null,null,null,null,null,null,null,null,null,null,null,null,null,null,null,null,null,null,null,null,null,null,null,null,null,null,null,null,null,null,null,null,null,null,null,null,null,null,null,null,null,null,null,null,null,null,null,null,null,null,null,null,null,null,null,null,null,null,null,{"$f":"INDEX('Fixture Descriptions'!A:K,MATCH('Inspection Form'!H752,'Fixture Descriptions'!A:A,0),8)","v":{"$error":"#N/A"}},{"$error":"#N/A"},null,{"$error":"#N/A"},1,null,null,null,{"$f":"IFERROR(IF(AND(INDEX(Inventory!CA:CA,MATCH('Inspection Form'!B752,Inventory!B:B,0))=\"Not Qualified\",INDEX(Inventory!L:L,MATCH('Inspection Form'!B752,Inventory!B:B,0))<>\"\",$Q$5<>\"Pre\"),0,BY752*BZ752), 0)","v":0},null,{"$error":"#DIV/0!"},{"$error":"#DIV/0!"},749]
[null,750,null,null,null,null,null,null,null,null,null,null,null,null,null,null,null,null,null,null,null,null,null,null,null,null,null,null,null,null,null,null,null,null,null,null,null,null,null,null,null,null,null,null,null,null,null,null,null,null,null,null,null,null,null,null,null,null,null,null,null,null,null,null,null,null,null,null,null,null,null,null,null,{"$f":"INDEX('Fixture Descriptions'!A:K,MATCH('Inspection Form'!H754,'Fixture Descriptions'!A:A,0),8)","v":{"$error":"#N/A"}},{"$error":"#N/A"},null,{"$error":"#N/A"},1,null,null,null,{"$f":"IFERROR(IF(AND(INDEX(Inventory!CA:CA,MATCH('Inspection Form'!B754,Inventory!B:B,0))=\"Not Qualified\",INDEX(Inventory!L:L,MATCH('Inspection Form'!B754,Inventory!B:B,0))<>\"\",$Q$5<>\"Pre\"),0,BY754*BZ754), 0)","v":0},null,{"$error":"#DIV/0!"},{"$error":"#DIV/0!"},751]
[null,751,null,null,null,null,null,null,null,null,null,null,null,null,null,null,null,null,null,null,null,null,null,null,null,null,null,null,null,null,null,null,null,null,null,null,null,null,null,null,null,null,null,null,null,null,null,null,null,null,null,null,null,null,null,null,null,null,null,null,null,null,null,null,null,null,null,null,null,null,null,null,null,{"$f":"INDEX('Fixture Descriptions'!A:K,MATCH('Inspection Form'!H755,'Fixture Descriptions'!A:A,0),8)","v":{"$error":"#N/A"}},{"$f":"BV755*I755","v":{"$error":"#N/A"}},null,{"$error":"#N/A"},{"$f":"IF($U$3=\"All\", 1, IF(AND(C755=$U$3, H755=$U$4), 1, 0))","v":1},null,null,null,{"$f":"IFERROR(IF(AND(INDEX(Inventory!CA:CA,MATCH('Inspection Form'!B755,Inventory!B:B,0))=\"Not Qualified\",INDEX(Inventory!L:L,MATCH('Inspection Form'!B755,Inventory!B:B,0))<>\"\",$Q$5<>\"Pre\"),0,BY755*BZ755), 0)","v":0},null,{"$f":"CD755/$CE$5","v":{"$error":"#DIV/0!"}},{"$f":"CF755+CG754","v":{"$error":"#DIV/0!"}},752]
[null,754,null,null,null,null,null,null,null,null,null,null,null,null,null,null,null,null,null,null,null,null,null,null,null,null,null,null,null,null,null,null,null,null,null,null,null,null,null,null,null,null,null,null,null,null,null,null,null,null,null,null,null,null,null,null,null,null,null,null,null,null,null,null,null,null,null,null,null,null,null,null,null,{"$f":"INDEX('Fixture Descriptions'!A:K,MATCH('Inspection Form'!H758,'Fixture Descriptions'!A:A,0),8)","v":{"$error":"#N/A"}},{"$error":"#N/A"},null,{"$error":"#N/A"},1,null,null,null,{"$f":"IFERROR(IF(AND(INDEX(Inventory!CA:CA,MATCH('Inspection Form'!B758,Inventory!B:B,0))=\"Not Qualified\",INDEX(Inventory!L:L,MATCH('Inspection Form'!B758,Inventory!B:B,0))<>\"\",$Q$5<>\"Pre\"),0,BY758*BZ758), 0)","v":0},null,{"$error":"#DIV/0!"},{"$error":"#DIV/0!"},755]
[null,755,null,null,null,null,null,null,null,null,null,null,null,null,null,null,null,null,null,null,null,null,null,null,null,null,null,null,null,null,null,null,null,null,null,null,null,null,null,null,null,null,null,null,null,null,null,null,null,null,null,null,null,null,null,null,null,null,null,null,null,null,null,null,null,null,null,null,null,null,null,null,null,{"$f":"INDEX('Fixture Descriptions'!A:K,MATCH('Inspection Form'!H759,'Fixture Descriptions'!A:A,0),8)","v":{"$error":"#N/A"}},{"$error":"#N/A"},null,{"$error":"#N/A"},1,null,null,null,{"$f":"IFERROR(IF(AND(INDEX(Inventory!CA:CA,MATCH('Inspection Form'!B759,Inventory!B:B,0))=\"Not Qualified\",INDEX(Inventory!L:L,MATCH('Inspection Form'!B759,Inventory!B:B,0))<>\"\",$Q$5<>\"Pre\"),0,BY759*BZ759), 0)","v":0},null,{"$error":"#DIV/0!"},{"$error":"#DIV/0!"},756]
[null,757,null,null,null,null,null,null,null,null,null,null,null,null,null,null,null,null,null,null,null,null,null,null,null,null,null,null,null,null,null,null,null,null,null,null,null,null,null,null,null,null,null,null,null,null,null,null,null,null,null,null,null,null,null,null,null,null,null,null,null,null,null,null,null,null,null,null,null,null,null,null,null,{"$f":"INDEX('Fixture Descriptions'!A:K,MATCH('Inspection Form'!H761,'Fixture Descriptions'!A:A,0),8)","v":{"$error":"#N/A"}},{"$error":"#N/A"},null,{"$error":"#N/A"},1,null,null,null,{"$f":"IFERROR(IF(AND(INDEX(Inventory!CA:CA,MATCH('Inspection Form'!B761,Inventory!B:B,0))=\"Not Qualified\",INDEX(Inventory!L:L,MATCH('Inspection Form'!B761,Inventory!B:B,0))<>\"\",$Q$5<>\"Pre\"),0,BY761*BZ761), 0)","v":0},null,{"$error":"#DIV/0!"},{"$error":"#DIV/0!"},758]
[null,758,null,null,null,null,null,null,null,null,null,null,null,null,null,null,null,null,null,null,null,null,null,null,null,null,null,null,null,null,null,null,null,null,null,null,null,null,null,null,null,null,null,null,null,null,null,null,null,null,null,null,null,null,null,null,null,null,null,null,null,null,null,null,null,null,null,null,null,null,null,null,null,{"$f":"INDEX('Fixture Descriptions'!A:K,MATCH('Inspection Form'!H762,'Fixture Descriptions'!A:A,0),8)","v":{"$error":"#N/A"}},{"$error":"#N/A"},null,{"$error":"#N/A"},1,null,null,null,{"$f":"IFERROR(IF(AND(INDEX(Inventory!CA:CA,MATCH('Inspection Form'!B762,Inventory!B:B,0))=\"Not Qualified\",INDEX(Inventory!L:L,MATCH('Inspection Form'!B762,Inventory!B:B,0))<>\"\",$Q$5<>\"Pre\"),0,BY762*BZ762), 0)","v":0},null,{"$error":"#DIV/0!"},{"$error":"#DIV/0!"},759]
[null,761,null,null,null,null,null,null,null,null,null,null,null,null,null,null,null,null,null,null,null,null,null,null,null,null,null,null,null,null,null,null,null,null,null,null,null,null,null,null,null,null,null,null,null,null,null,null,null,null,null,null,null,null,null,null,null,null,null,null,null,null,null,null,null,null,null,null,null,null,null,null,null,{"$f":"INDEX('Fixture Descriptions'!A:K,MATCH('Inspection Form'!H765,'Fixture Descriptions'!A:A,0),8)","v":{"$error":"#N/A"}},{"$error":"#N/A"},null,{"$error":"#N/A"},1,null,null,null,{"$f":"IFERROR(IF(AND(INDEX(Inventory!CA:CA,MATCH('Inspection Form'!B765,Inventory!B:B,0))=\"Not Qualified\",INDEX(Inventory!L:L,MATCH('Inspection Form'!B765,Inventory!B:B,0))<>\"\",$Q$5<>\"Pre\"),0,BY765*BZ765), 0)","v":0},null,{"$error":"#DIV/0!"},{"$error":"#DIV/0!"},762]
[null,762,null,null,null,null,null,null,null,null,null,null,null,null,null,null,null,null,null,null,null,null,null,null,null,null,null,null,null,null,null,null,null,null,null,null,null,null,null,null,null,null,null,null,null,null,null,null,null,null,null,null,null,null,null,null,null,null,null,null,null,null,null,null,null,null,null,null,null,null,null,null,null,{"$f":"INDEX('Fixture Descriptions'!A:K,MATCH('Inspection Form'!H766,'Fixture Descriptions'!A:A,0),8)","v":{"$error":"#N/A"}},{"$error":"#N/A"},null,{"$error":"#N/A"},1,null,null,null,{"$f":"IFERROR(IF(AND(INDEX(Inventory!CA:CA,MATCH('Inspection Form'!B766,Inventory!B:B,0))=\"Not Qualified\",INDEX(Inventory!L:L,MATCH('Inspection Form'!B766,Inventory!B:B,0))<>\"\",$Q$5<>\"Pre\"),0,BY766*BZ766), 0)","v":0},null,{"$error":"#DIV/0!"},{"$error":"#DIV/0!"},763]
[null,764,null,null,null,null,null,null,null,null,null,null,null,null,null,null,null,null,null,null,null,null,null,null,null,null,null,null,null,null,null,null,null,null,null,null,null,null,null,null,null,null,null,null,null,null,null,null,null,null,null,null,null,null,null,null,null,null,null,null,null,null,null,null,null,null,null,null,null,null,null,null,null,{"$f":"INDEX('Fixture Descriptions'!A:K,MATCH('Inspection Form'!H768,'Fixture Descriptions'!A:A,0),8)","v":{"$error":"#N/A"}},{"$error":"#N/A"},null,{"$error":"#N/A"},1,null,null,null,{"$f":"IFERROR(IF(AND(INDEX(Inventory!CA:CA,MATCH('Inspection Form'!B768,Inventory!B:B,0))=\"Not Qualified\",INDEX(Inventory!L:L,MATCH('Inspection Form'!B768,Inventory!B:B,0))<>\"\",$Q$5<>\"Pre\"),0,BY768*BZ768), 0)","v":0},null,{"$error":"#DIV/0!"},{"$error":"#DIV/0!"},765]
[null,765,null,null,null,null,null,null,null,null,null,null,null,null,null,null,null,null,null,null,null,null,null,null,null,null,null,null,null,null,null,null,null,null,null,null,null,null,null,null,null,null,null,null,null,null,null,null,null,null,null,null,null,null,null,null,null,null,null,null,null,null,null,null,null,null,null,null,null,null,null,null,null,{"$f":"INDEX('Fixture Descriptions'!A:K,MATCH('Inspection Form'!H769,'Fixture Descriptions'!A:A,0),8)","v":{"$error":"#N/A"}},{"$error":"#N/A"},null,{"$error":"#N/A"},1,null,null,null,{"$f":"IFERROR(IF(AND(INDEX(Inventory!CA:CA,MATCH('Inspection Form'!B769,Inventory!B:B,0))=\"Not Qualified\",INDEX(Inventory!L:L,MATCH('Inspection Form'!B769,Inventory!B:B,0))<>\"\",$Q$5<>\"Pre\"),0,BY769*BZ769), 0)","v":0},null,{"$error":"#DIV/0!"},{"$error":"#DIV/0!"},766]
[null,768,null,null,null,null,null,null,null,null,null,null,null,null,null,null,null,null,null,null,null,null,null,null,null,null,null,null,null,null,null,null,null,null,null,null,null,null,null,null,null,null,null,null,null,null,null,null,null,null,null,null,null,null,null,null,null,null,null,null,null,null,null,null,null,null,null,null,null,null,null,null,null,{"$f":"INDEX('Fixture Descriptions'!A:K,MATCH('Inspection Form'!H772,'Fixture Descriptions'!A:A,0),8)","v":{"$error":"#N/A"}},{"$error":"#N/A"},null,{"$error":"#N/A"},1,null,null,null,{"$f":"IFERROR(IF(AND(INDEX(Inventory!CA:CA,MATCH('Inspection Form'!B772,Inventory!B:B,0))=\"Not Qualified\",INDEX(Inventory!L:L,MATCH('Inspection Form'!B772,Inventory!B:B,0))<>\"\",$Q$5<>\"Pre\"),0,BY772*BZ772), 0)","v":0},null,{"$error":"#DIV/0!"},{"$error":"#DIV/0!"},769]
[null,769,null,null,null,null,null,null,null,null,null,null,null,null,null,null,null,null,null,null,null,null,null,null,null,null,null,null,null,null,null,null,null,null,null,null,null,null,null,null,null,null,null,null,null,null,null,null,null,null,null,null,null,null,null,null,null,null,null,null,null,null,null,null,null,null,null,null,null,null,null,null,null,{"$f":"INDEX('Fixture Descriptions'!A:K,MATCH('Inspection Form'!H773,'Fixture Descriptions'!A:A,0),8)","v":{"$error":"#N/A"}},{"$error":"#N/A"},null,{"$error":"#N/A"},1,null,null,null,{"$f":"IFERROR(IF(AND(INDEX(Inventory!CA:CA,MATCH('Inspection Form'!B773,Inventory!B:B,0))=\"Not Qualified\",INDEX(Inventory!L:L,MATCH('Inspection Form'!B773,Inventory!B:B,0))<>\"\",$Q$5<>\"Pre\"),0,BY773*BZ773), 0)","v":0},null,{"$error":"#DIV/0!"},{"$error":"#DIV/0!"},770]
[null,772,null,null,null,null,null,null,null,null,null,null,null,null,null,null,null,null,null,null,null,null,null,null,null,null,null,null,null,null,null,null,null,null,null,null,null,null,null,null,null,null,null,null,null,null,null,null,null,null,null,null,null,null,null,null,null,null,null,null,null,null,null,null,null,null,null,null,null,null,null,null,null,{"$f":"INDEX('Fixture Descriptions'!A:K,MATCH('Inspection Form'!H776,'Fixture Descriptions'!A:A,0),8)","v":{"$error":"#N/A"}},{"$error":"#N/A"},null,{"$error":"#N/A"},1,null,null,null,{"$f":"IFERROR(IF(AND(INDEX(Inventory!CA:CA,MATCH('Inspection Form'!B776,Inventory!B:B,0))=\"Not Qualified\",INDEX(Inventory!L:L,MATCH('Inspection Form'!B776,Inventory!B:B,0))<>\"\",$Q$5<>\"Pre\"),0,BY776*BZ776), 0)","v":0},null,{"$error":"#DIV/0!"},{"$error":"#DIV/0!"},773]
[null,773,null,null,null,null,null,null,null,null,null,null,null,null,null,null,null,null,null,null,null,null,null,null,null,null,null,null,null,null,null,null,null,null,null,null,null,null,null,null,null,null,null,null,null,null,null,null,null,null,null,null,null,null,null,null,null,null,null,null,null,null,null,null,null,null,null,null,null,null,null,null,null,{"$f":"INDEX('Fixture Descriptions'!A:K,MATCH('Inspection Form'!H777,'Fixture Descriptions'!A:A,0),8)","v":{"$error":"#N/A"}},{"$error":"#N/A"},null,{"$error":"#N/A"},1,null,null,null,{"$f":"IFERROR(IF(AND(INDEX(Inventory!CA:CA,MATCH('Inspection Form'!B777,Inventory!B:B,0))=\"Not Qualified\",INDEX(Inventory!L:L,MATCH('Inspection Form'!B777,Inventory!B:B,0))<>\"\",$Q$5<>\"Pre\"),0,BY777*BZ777), 0)","v":0},null,{"$error":"#DIV/0!"},{"$error":"#DIV/0!"},774]
[null,775,null,null,null,null,null,null,null,null,null,null,null,null,null,null,null,null,null,null,null,null,null,null,null,null,null,null,null,null,null,null,null,null,null,null,null,null,null,null,null,null,null,null,null,null,null,null,null,null,null,null,null,null,null,null,null,null,null,null,null,null,null,null,null,null,null,null,null,null,null,null,null,{"$f":"INDEX('Fixture Descriptions'!A:K,MATCH('Inspection Form'!H779,'Fixture Descriptions'!A:A,0),8)","v":{"$error":"#N/A"}},{"$error":"#N/A"},null,{"$error":"#N/A"},1,null,null,null,{"$f":"IFERROR(IF(AND(INDEX(Inventory!CA:CA,MATCH('Inspection Form'!B779,Inventory!B:B,0))=\"Not Qualified\",INDEX(Inventory!L:L,MATCH('Inspection Form'!B779,Inventory!B:B,0))<>\"\",$Q$5<>\"Pre\"),0,BY779*BZ779), 0)","v":0},null,{"$error":"#DIV/0!"},{"$error":"#DIV/0!"},776]
[null,776,null,null,null,null,null,null,null,null,null,null,null,null,null,null,null,null,null,null,null,null,null,null,null,null,null,null,null,null,null,null,null,null,null,null,null,null,null,null,null,null,null,null,null,null,null,null,null,null,null,null,null,null,null,null,null,null,null,null,null,null,null,null,null,null,null,null,null,null,null,null,null,{"$f":"INDEX('Fixture Descriptions'!A:K,MATCH('Inspection Form'!H780,'Fixture Descriptions'!A:A,0),8)","v":{"$error":"#N/A"}},{"$error":"#N/A"},null,{"$error":"#N/A"},1,null,null,null,{"$f":"IFERROR(IF(AND(INDEX(Inventory!CA:CA,MATCH('Inspection Form'!B780,Inventory!B:B,0))=\"Not Qualified\",INDEX(Inventory!L:L,MATCH('Inspection Form'!B780,Inventory!B:B,0))<>\"\",$Q$5<>\"Pre\"),0,BY780*BZ780), 0)","v":0},null,{"$error":"#DIV/0!"},{"$error":"#DIV/0!"},777]
[null,779,null,null,null,null,null,null,null,null,null,null,null,null,null,null,null,null,null,null,null,null,null,null,null,null,null,null,null,null,null,null,null,null,null,null,null,null,null,null,null,null,null,null,null,null,null,null,null,null,null,null,null,null,null,null,null,null,null,null,null,null,null,null,null,null,null,null,null,null,null,null,null,{"$f":"INDEX('Fixture Descriptions'!A:K,MATCH('Inspection Form'!H783,'Fixture Descriptions'!A:A,0),8)","v":{"$error":"#N/A"}},{"$error":"#N/A"},null,{"$error":"#N/A"},1,null,null,null,{"$f":"IFERROR(IF(AND(INDEX(Inventory!CA:CA,MATCH('Inspection Form'!B783,Inventory!B:B,0))=\"Not Qualified\",INDEX(Inventory!L:L,MATCH('Inspection Form'!B783,Inventory!B:B,0))<>\"\",$Q$5<>\"Pre\"),0,BY783*BZ783), 0)","v":0},null,{"$error":"#DIV/0!"},{"$error":"#DIV/0!"},780]
[null,780,null,null,null,null,null,null,null,null,null,null,null,null,null,null,null,null,null,null,null,null,null,null,null,null,null,null,null,null,null,null,null,null,null,null,null,null,null,null,null,null,null,null,null,null,null,null,null,null,null,null,null,null,null,null,null,null,null,null,null,null,null,null,null,null,null,null,null,null,null,null,null,{"$f":"INDEX('Fixture Descriptions'!A:K,MATCH('Inspection Form'!H784,'Fixture Descriptions'!A:A,0),8)","v":{"$error":"#N/A"}},{"$error":"#N/A"},null,{"$error":"#N/A"},1,null,null,null,{"$f":"IFERROR(IF(AND(INDEX(Inventory!CA:CA,MATCH('Inspection Form'!B784,Inventory!B:B,0))=\"Not Qualified\",INDEX(Inventory!L:L,MATCH('Inspection Form'!B784,Inventory!B:B,0))<>\"\",$Q$5<>\"Pre\"),0,BY784*BZ784), 0)","v":0},null,{"$error":"#DIV/0!"},{"$error":"#DIV/0!"},781]
[null,782,null,null,null,null,null,null,null,null,null,null,null,null,null,null,null,null,null,null,null,null,null,null,null,null,null,null,null,null,null,null,null,null,null,null,null,null,null,null,null,null,null,null,null,null,null,null,null,null,null,null,null,null,null,null,null,null,null,null,null,null,null,null,null,null,null,null,null,null,null,null,null,{"$f":"INDEX('Fixture Descriptions'!A:K,MATCH('Inspection Form'!H786,'Fixture Descriptions'!A:A,0),8)","v":{"$error":"#N/A"}},{"$error":"#N/A"},null,{"$error":"#N/A"},1,null,null,null,{"$f":"IFERROR(IF(AND(INDEX(Inventory!CA:CA,MATCH('Inspection Form'!B786,Inventory!B:B,0))=\"Not Qualified\",INDEX(Inventory!L:L,MATCH('Inspection Form'!B786,Inventory!B:B,0))<>\"\",$Q$5<>\"Pre\"),0,BY786*BZ786), 0)","v":0},null,{"$error":"#DIV/0!"},{"$error":"#DIV/0!"},783]
[null,783,null,null,null,null,null,null,null,null,null,null,null,null,null,null,null,null,null,null,null,null,null,null,null,null,null,null,null,null,null,null,null,null,null,null,null,null,null,null,null,null,null,null,null,null,null,null,null,null,null,null,null,null,null,null,null,null,null,null,null,null,null,null,null,null,null,null,null,null,null,null,null,{"$f":"INDEX('Fixture Descriptions'!A:K,MATCH('Inspection Form'!H787,'Fixture Descriptions'!A:A,0),8)","v":{"$error":"#N/A"}},{"$error":"#N/A"},null,{"$error":"#N/A"},1,null,null,null,{"$f":"IFERROR(IF(AND(INDEX(Inventory!CA:CA,MATCH('Inspection Form'!B787,Inventory!B:B,0))=\"Not Qualified\",INDEX(Inventory!L:L,MATCH('Inspection Form'!B787,Inventory!B:B,0))<>\"\",$Q$5<>\"Pre\"),0,BY787*BZ787), 0)","v":0},null,{"$error":"#DIV/0!"},{"$error":"#DIV/0!"},784]
[null,786,null,null,null,null,null,null,null,null,null,null,null,null,null,null,null,null,null,null,null,null,null,null,null,null,null,null,null,null,null,null,null,null,null,null,null,null,null,null,null,null,null,null,null,null,null,null,null,null,null,null,null,null,null,null,null,null,null,null,null,null,null,null,null,null,null,null,null,null,null,null,null,{"$f":"INDEX('Fixture Descriptions'!A:K,MATCH('Inspection Form'!H790,'Fixture Descriptions'!A:A,0),8)","v":{"$error":"#N/A"}},{"$error":"#N/A"},null,{"$error":"#N/A"},1,null,null,null,{"$f":"IFERROR(IF(AND(INDEX(Inventory!CA:CA,MATCH('Inspection Form'!B790,Inventory!B:B,0))=\"Not Qualified\",INDEX(Inventory!L:L,MATCH('Inspection Form'!B790,Inventory!B:B,0))<>\"\",$Q$5<>\"Pre\"),0,BY790*BZ790), 0)","v":0},null,{"$error":"#DIV/0!"},{"$error":"#DIV/0!"},787]
[null,787,null,null,null,null,null,null,null,null,null,null,null,null,null,null,null,null,null,null,null,null,null,null,null,null,null,null,null,null,null,null,null,null,null,null,null,null,null,null,null,null,null,null,null,null,null,null,null,null,null,null,null,null,null,null,null,null,null,null,null,null,null,null,null,null,null,null,null,null,null,null,null,{"$f":"INDEX('Fixture Descriptions'!A:K,MATCH('Inspection Form'!H791,'Fixture Descriptions'!A:A,0),8)","v":{"$error":"#N/A"}},{"$error":"#N/A"},null,{"$error":"#N/A"},1,null,null,null,{"$f":"IFERROR(IF(AND(INDEX(Inventory!CA:CA,MATCH('Inspection Form'!B791,Inventory!B:B,0))=\"Not Qualified\",INDEX(Inventory!L:L,MATCH('Inspection Form'!B791,Inventory!B:B,0))<>\"\",$Q$5<>\"Pre\"),0,BY791*BZ791), 0)","v":0},null,{"$error":"#DIV/0!"},{"$error":"#DIV/0!"},788]
[null,789,null,null,null,null,null,null,null,null,null,null,null,null,null,null,null,null,null,null,null,null,null,null,null,null,null,null,null,null,null,null,null,null,null,null,null,null,null,null,null,null,null,null,null,null,null,null,null,null,null,null,null,null,null,null,null,null,null,null,null,null,null,null,null,null,null,null,null,null,null,null,null,{"$f":"INDEX('Fixture Descriptions'!A:K,MATCH('Inspection Form'!H793,'Fixture Descriptions'!A:A,0),8)","v":{"$error":"#N/A"}},{"$error":"#N/A"},null,{"$error":"#N/A"},1,null,null,null,{"$f":"IFERROR(IF(AND(INDEX(Inventory!CA:CA,MATCH('Inspection Form'!B793,Inventory!B:B,0))=\"Not Qualified\",INDEX(Inventory!L:L,MATCH('Inspection Form'!B793,Inventory!B:B,0))<>\"\",$Q$5<>\"Pre\"),0,BY793*BZ793), 0)","v":0},null,{"$error":"#DIV/0!"},{"$error":"#DIV/0!"},790]
[null,790,null,null,null,null,null,null,null,null,null,null,null,null,null,null,null,null,null,null,null,null,null,null,null,null,null,null,null,null,null,null,null,null,null,null,null,null,null,null,null,null,null,null,null,null,null,null,null,null,null,null,null,null,null,null,null,null,null,null,null,null,null,null,null,null,null,null,null,null,null,null,null,{"$f":"INDEX('Fixture Descriptions'!A:K,MATCH('Inspection Form'!H794,'Fixture Descriptions'!A:A,0),8)","v":{"$error":"#N/A"}},{"$error":"#N/A"},null,{"$error":"#N/A"},1,null,null,null,{"$f":"IFERROR(IF(AND(INDEX(Inventory!CA:CA,MATCH('Inspection Form'!B794,Inventory!B:B,0))=\"Not Qualified\",INDEX(Inventory!L:L,MATCH('Inspection Form'!B794,Inventory!B:B,0))<>\"\",$Q$5<>\"Pre\"),0,BY794*BZ794), 0)","v":0},null,{"$error":"#DIV/0!"},{"$error":"#DIV/0!"},791]
[null,793,null,null,null,null,null,null,null,null,null,null,null,null,null,null,null,null,null,null,null,null,null,null,null,null,null,null,null,null,null,null,null,null,null,null,null,null,null,null,null,null,null,null,null,null,null,null,null,null,null,null,null,null,null,null,null,null,null,null,null,null,null,null,null,null,null,null,null,null,null,null,null,{"$f":"INDEX('Fixture Descriptions'!A:K,MATCH('Inspection Form'!H797,'Fixture Descriptions'!A:A,0),8)","v":{"$error":"#N/A"}},{"$error":"#N/A"},null,{"$error":"#N/A"},1,null,null,null,{"$f":"IFERROR(IF(AND(INDEX(Inventory!CA:CA,MATCH('Inspection Form'!B797,Inventory!B:B,0))=\"Not Qualified\",INDEX(Inventory!L:L,MATCH('Inspection Form'!B797,Inventory!B:B,0))<>\"\",$Q$5<>\"Pre\"),0,BY797*BZ797), 0)","v":0},null,{"$error":"#DIV/0!"},{"$error":"#DIV/0!"},794]
[null,794,null,null,null,null,null,null,null,null,null,null,null,null,null,null,null,null,null,null,null,null,null,null,null,null,null,null,null,null,null,null,null,null,null,null,null,null,null,null,null,null,null,null,null,null,null,null,null,null,null,null,null,null,null,null,null,null,null,null,null,null,null,null,null,null,null,null,null,null,null,null,null,{"$f":"INDEX('Fixture Descriptions'!A:K,MATCH('Inspection Form'!H798,'Fixture Descriptions'!A:A,0),8)","v":{"$error":"#N/A"}},{"$error":"#N/A"},null,{"$error":"#N/A"},1,null,null,null,{"$f":"IFERROR(IF(AND(INDEX(Inventory!CA:CA,MATCH('Inspection Form'!B798,Inventory!B:B,0))=\"Not Qualified\",INDEX(Inventory!L:L,MATCH('Inspection Form'!B798,Inventory!B:B,0))<>\"\",$Q$5<>\"Pre\"),0,BY798*BZ798), 0)","v":0},null,{"$error":"#DIV/0!"},{"$error":"#DIV/0!"},795]
[null,796,null,null,null,null,null,null,null,null,null,null,null,null,null,null,null,null,null,null,null,null,null,null,null,null,null,null,null,null,null,null,null,null,null,null,null,null,null,null,null,null,null,null,null,null,null,null,null,null,null,null,null,null,null,null,null,null,null,null,null,null,null,null,null,null,null,null,null,null,null,null,null,{"$f":"INDEX('Fixture Descriptions'!A:K,MATCH('Inspection Form'!H800,'Fixture Descriptions'!A:A,0),8)","v":{"$error":"#N/A"}},{"$error":"#N/A"},null,{"$error":"#N/A"},1,null,null,null,{"$f":"IFERROR(IF(AND(INDEX(Inventory!CA:CA,MATCH('Inspection Form'!B800,Inventory!B:B,0))=\"Not Qualified\",INDEX(Inventory!L:L,MATCH('Inspection Form'!B800,Inventory!B:B,0))<>\"\",$Q$5<>\"Pre\"),0,BY800*BZ800), 0)","v":0},null,{"$error":"#DIV/0!"},{"$error":"#DIV/0!"},797]
[null,797,null,null,null,null,null,null,null,null,null,null,null,null,null,null,null,null,null,null,null,null,null,null,null,null,null,null,null,null,null,null,null,null,null,null,null,null,null,null,null,null,null,null,null,null,null,null,null,null,null,null,null,null,null,null,null,null,null,null,null,null,null,null,null,null,null,null,null,null,null,null,null,{"$f":"INDEX('Fixture Descriptions'!A:K,MATCH('Inspection Form'!H801,'Fixture Descriptions'!A:A,0),8)","v":{"$error":"#N/A"}},{"$error":"#N/A"},null,{"$error":"#N/A"},1,null,null,null,{"$f":"IFERROR(IF(AND(INDEX(Inventory!CA:CA,MATCH('Inspection Form'!B801,Inventory!B:B,0))=\"Not Qualified\",INDEX(Inventory!L:L,MATCH('Inspection Form'!B801,Inventory!B:B,0))<>\"\",$Q$5<>\"Pre\"),0,BY801*BZ801), 0)","v":0},null,{"$error":"#DIV/0!"},{"$error":"#DIV/0!"},798]
[null,800,null,null,null,null,null,null,null,null,null,null,null,null,null,null,null,null,null,null,null,null,null,null,null,null,null,null,null,null,null,null,null,null,null,null,null,null,null,null,null,null,null,null,null,null,null,null,null,null,null,null,null,null,null,null,null,null,null,null,null,null,null,null,null,null,null,null,null,null,null,null,null,{"$f":"INDEX('Fixture Descriptions'!A:K,MATCH('Inspection Form'!H804,'Fixture Descriptions'!A:A,0),8)","v":{"$error":"#N/A"}},{"$error":"#N/A"},null,{"$error":"#N/A"},1,null,null,null,{"$f":"IFERROR(IF(AND(INDEX(Inventory!CA:CA,MATCH('Inspection Form'!B804,Inventory!B:B,0))=\"Not Qualified\",INDEX(Inventory!L:L,MATCH('Inspection Form'!B804,Inventory!B:B,0))<>\"\",$Q$5<>\"Pre\"),0,BY804*BZ804), 0)","v":0},null,{"$error":"#DIV/0!"},{"$error":"#DIV/0!"},801]
[null,801,null,null,null,null,null,null,null,null,null,null,null,null,null,null,null,null,null,null,null,null,null,null,null,null,null,null,null,null,null,null,null,null,null,null,null,null,null,null,null,null,null,null,null,null,null,null,null,null,null,null,null,null,null,null,null,null,null,null,null,null,null,null,null,null,null,null,null,null,null,null,null,{"$f":"INDEX('Fixture Descriptions'!A:K,MATCH('Inspection Form'!H805,'Fixture Descriptions'!A:A,0),8)","v":{"$error":"#N/A"}},{"$error":"#N/A"},null,{"$error":"#N/A"},1,null,null,null,{"$f":"IFERROR(IF(AND(INDEX(Inventory!CA:CA,MATCH('Inspection Form'!B805,Inventory!B:B,0))=\"Not Qualified\",INDEX(Inventory!L:L,MATCH('Inspection Form'!B805,Inventory!B:B,0))<>\"\",$Q$5<>\"Pre\"),0,BY805*BZ805), 0)","v":0},null,{"$error":"#DIV/0!"},{"$error":"#DIV/0!"},802]
[null,803,null,null,null,null,null,null,null,null,null,null,null,null,null,null,null,null,null,null,null,null,null,null,null,null,null,null,null,null,null,null,null,null,null,null,null,null,null,null,null,null,null,null,null,null,null,null,null,null,null,null,null,null,null,null,null,null,null,null,null,null,null,null,null,null,null,null,null,null,null,null,null,{"$f":"INDEX('Fixture Descriptions'!A:K,MATCH('Inspection Form'!H807,'Fixture Descriptions'!A:A,0),8)","v":{"$error":"#N/A"}},{"$error":"#N/A"},null,{"$error":"#N/A"},1,null,null,null,{"$f":"IFERROR(IF(AND(INDEX(Inventory!CA:CA,MATCH('Inspection Form'!B807,Inventory!B:B,0))=\"Not Qualified\",INDEX(Inventory!L:L,MATCH('Inspection Form'!B807,Inventory!B:B,0))<>\"\",$Q$5<>\"Pre\"),0,BY807*BZ807), 0)","v":0},null,{"$error":"#DIV/0!"},{"$error":"#DIV/0!"},804]
[null,804,null,null,null,null,null,null,null,null,null,null,null,null,null,null,null,null,null,null,null,null,null,null,null,null,null,null,null,null,null,null,null,null,null,null,null,null,null,null,null,null,null,null,null,null,null,null,null,null,null,null,null,null,null,null,null,null,null,null,null,null,null,null,null,null,null,null,null,null,null,null,null,{"$f":"INDEX('Fixture Descriptions'!A:K,MATCH('Inspection Form'!H808,'Fixture Descriptions'!A:A,0),8)","v":{"$error":"#N/A"}},{"$error":"#N/A"},null,{"$error":"#N/A"},1,null,null,null,{"$f":"IFERROR(IF(AND(INDEX(Inventory!CA:CA,MATCH('Inspection Form'!B808,Inventory!B:B,0))=\"Not Qualified\",INDEX(Inventory!L:L,MATCH('Inspection Form'!B808,Inventory!B:B,0))<>\"\",$Q$5<>\"Pre\"),0,BY808*BZ808), 0)","v":0},null,{"$error":"#DIV/0!"},{"$error":"#DIV/0!"},805]
[null,807,null,null,null,null,null,null,null,null,null,null,null,null,null,null,null,null,null,null,null,null,null,null,null,null,null,null,null,null,null,null,null,null,null,null,null,null,null,null,null,null,null,null,null,null,null,null,null,null,null,null,null,null,null,null,null,null,null,null,null,null,null,null,null,null,null,null,null,null,null,null,null,{"$f":"INDEX('Fixture Descriptions'!A:K,MATCH('Inspection Form'!H811,'Fixture Descriptions'!A:A,0),8)","v":{"$error":"#N/A"}},{"$error":"#N/A"},null,{"$error":"#N/A"},1,null,null,null,{"$f":"IFERROR(IF(AND(INDEX(Inventory!CA:CA,MATCH('Inspection Form'!B811,Inventory!B:B,0))=\"Not Qualified\",INDEX(Inventory!L:L,MATCH('Inspection Form'!B811,Inventory!B:B,0))<>\"\",$Q$5<>\"Pre\"),0,BY811*BZ811), 0)","v":0},null,{"$error":"#DIV/0!"},{"$error":"#DIV/0!"},808]
[null,808,null,null,null,null,null,null,null,null,null,null,null,null,null,null,null,null,null,null,null,null,null,null,null,null,null,null,null,null,null,null,null,null,null,null,null,null,null,null,null,null,null,null,null,null,null,null,null,null,null,null,null,null,null,null,null,null,null,null,null,null,null,null,null,null,null,null,null,null,null,null,null,{"$f":"INDEX('Fixture Descriptions'!A:K,MATCH('Inspection Form'!H812,'Fixture Descriptions'!A:A,0),8)","v":{"$error":"#N/A"}},{"$error":"#N/A"},null,{"$error":"#N/A"},1,null,null,null,{"$f":"IFERROR(IF(AND(INDEX(Inventory!CA:CA,MATCH('Inspection Form'!B812,Inventory!B:B,0))=\"Not Qualified\",INDEX(Inventory!L:L,MATCH('Inspection Form'!B812,Inventory!B:B,0))<>\"\",$Q$5<>\"Pre\"),0,BY812*BZ812), 0)","v":0},null,{"$error":"#DIV/0!"},{"$error":"#DIV/0!"},809]
[null,810,null,null,null,null,null,null,null,null,null,null,null,null,null,null,null,null,null,null,null,null,null,null,null,null,null,null,null,null,null,null,null,null,null,null,null,null,null,null,null,null,null,null,null,null,null,null,null,null,null,null,null,null,null,null,null,null,null,null,null,null,null,null,null,null,null,null,null,null,null,null,null,{"$f":"INDEX('Fixture Descriptions'!A:K,MATCH('Inspection Form'!H814,'Fixture Descriptions'!A:A,0),8)","v":{"$error":"#N/A"}},{"$error":"#N/A"},null,{"$error":"#N/A"},1,null,null,null,{"$f":"IFERROR(IF(AND(INDEX(Inventory!CA:CA,MATCH('Inspection Form'!B814,Inventory!B:B,0))=\"Not Qualified\",INDEX(Inventory!L:L,MATCH('Inspection Form'!B814,Inventory!B:B,0))<>\"\",$Q$5<>\"Pre\"),0,BY814*BZ814), 0)","v":0},null,{"$error":"#DIV/0!"},{"$error":"#DIV/0!"},811]
[null,811,null,null,null,null,null,null,null,null,null,null,null,null,null,null,null,null,null,null,null,null,null,null,null,null,null,null,null,null,null,null,null,null,null,null,null,null,null,null,null,null,null,null,null,null,null,null,null,null,null,null,null,null,null,null,null,null,null,null,null,null,null,null,null,null,null,null,null,null,null,null,null,{"$f":"INDEX('Fixture Descriptions'!A:K,MATCH('Inspection Form'!H815,'Fixture Descriptions'!A:A,0),8)","v":{"$error":"#N/A"}},{"$error":"#N/A"},null,{"$error":"#N/A"},1,null,null,null,{"$f":"IFERROR(IF(AND(INDEX(Inventory!CA:CA,MATCH('Inspection Form'!B815,Inventory!B:B,0))=\"Not Qualified\",INDEX(Inventory!L:L,MATCH('Inspection Form'!B815,Inventory!B:B,0))<>\"\",$Q$5<>\"Pre\"),0,BY815*BZ815), 0)","v":0},null,{"$error":"#DIV/0!"},{"$error":"#DIV/0!"},812]
[null,814,null,null,null,null,null,null,null,null,null,null,null,null,null,null,null,null,null,null,null,null,null,null,null,null,null,null,null,null,null,null,null,null,null,null,null,null,null,null,null,null,null,null,null,null,null,null,null,null,null,null,null,null,null,null,null,null,null,null,null,null,null,null,null,null,null,null,null,null,null,null,null,{"$f":"INDEX('Fixture Descriptions'!A:K,MATCH('Inspection Form'!H818,'Fixture Descriptions'!A:A,0),8)","v":{"$error":"#N/A"}},{"$error":"#N/A"},null,{"$error":"#N/A"},1,null,null,null,{"$f":"IFERROR(IF(AND(INDEX(Inventory!CA:CA,MATCH('Inspection Form'!B818,Inventory!B:B,0))=\"Not Qualified\",INDEX(Inventory!L:L,MATCH('Inspection Form'!B818,Inventory!B:B,0))<>\"\",$Q$5<>\"Pre\"),0,BY818*BZ818), 0)","v":0},null,{"$error":"#DIV/0!"},{"$error":"#DIV/0!"},815]
[null,815,null,null,null,null,null,null,null,null,null,null,null,null,null,null,null,null,null,null,null,null,null,null,null,null,null,null,null,null,null,null,null,null,null,null,null,null,null,null,null,null,null,null,null,null,null,null,null,null,null,null,null,null,null,null,null,null,null,null,null,null,null,null,null,null,null,null,null,null,null,null,null,{"$f":"INDEX('Fixture Descriptions'!A:K,MATCH('Inspection Form'!H819,'Fixture Descriptions'!A:A,0),8)","v":{"$error":"#N/A"}},{"$f":"BV819*I819","v":{"$error":"#N/A"}},null,{"$error":"#N/A"},{"$f":"IF($U$3=\"All\", 1, IF(AND(C819=$U$3, H819=$U$4), 1, 0))","v":1},null,null,null,{"$f":"IFERROR(IF(AND(INDEX(Inventory!CA:CA,MATCH('Inspection Form'!B819,Inventory!B:B,0))=\"Not Qualified\",INDEX(Inventory!L:L,MATCH('Inspection Form'!B819,Inventory!B:B,0))<>\"\",$Q$5<>\"Pre\"),0,BY819*BZ819), 0)","v":0},null,{"$f":"CD819/$CE$5","v":{"$error":"#DIV/0!"}},{"$f":"CF819+CG818","v":{"$error":"#DIV/0!"}},816]
[null,817,null,null,null,null,null,null,null,null,null,null,null,null,null,null,null,null,null,null,null,null,null,null,null,null,null,null,null,null,null,null,null,null,null,null,null,null,null,null,null,null,null,null,null,null,null,null,null,null,null,null,null,null,null,null,null,null,null,null,null,null,null,null,null,null,null,null,null,null,null,null,null,{"$f":"INDEX('Fixture Descriptions'!A:K,MATCH('Inspection Form'!H821,'Fixture Descriptions'!A:A,0),8)","v":{"$error":"#N/A"}},{"$error":"#N/A"},null,{"$error":"#N/A"},1,null,null,null,{"$f":"IFERROR(IF(AND(INDEX(Inventory!CA:CA,MATCH('Inspection Form'!B821,Inventory!B:B,0))=\"Not Qualified\",INDEX(Inventory!L:L,MATCH('Inspection Form'!B821,Inventory!B:B,0))<>\"\",$Q$5<>\"Pre\"),0,BY821*BZ821), 0)","v":0},null,{"$error":"#DIV/0!"},{"$error":"#DIV/0!"},818]
[null,818,null,null,null,null,null,null,null,null,null,null,null,null,null,null,null,null,null,null,null,null,null,null,null,null,null,null,null,null,null,null,null,null,null,null,null,null,null,null,null,null,null,null,null,null,null,null,null,null,null,null,null,null,null,null,null,null,null,null,null,null,null,null,null,null,null,null,null,null,null,null,null,{"$f":"INDEX('Fixture Descriptions'!A:K,MATCH('Inspection Form'!H822,'Fixture Descriptions'!A:A,0),8)","v":{"$error":"#N/A"}},{"$error":"#N/A"},null,{"$error":"#N/A"},1,null,null,null,{"$f":"IFERROR(IF(AND(INDEX(Inventory!CA:CA,MATCH('Inspection Form'!B822,Inventory!B:B,0))=\"Not Qualified\",INDEX(Inventory!L:L,MATCH('Inspection Form'!B822,Inventory!B:B,0))<>\"\",$Q$5<>\"Pre\"),0,BY822*BZ822), 0)","v":0},null,{"$error":"#DIV/0!"},{"$error":"#DIV/0!"},819]
[null,821,null,null,null,null,null,null,null,null,null,null,null,null,null,null,null,null,null,null,null,null,null,null,null,null,null,null,null,null,null,null,null,null,null,null,null,null,null,null,null,null,null,null,null,null,null,null,null,null,null,null,null,null,null,null,null,null,null,null,null,null,null,null,null,null,null,null,null,null,null,null,null,{"$f":"INDEX('Fixture Descriptions'!A:K,MATCH('Inspection Form'!H825,'Fixture Descriptions'!A:A,0),8)","v":{"$error":"#N/A"}},{"$error":"#N/A"},null,{"$error":"#N/A"},1,null,null,null,{"$f":"IFERROR(IF(AND(INDEX(Inventory!CA:CA,MATCH('Inspection Form'!B825,Inventory!B:B,0))=\"Not Qualified\",INDEX(Inventory!L:L,MATCH('Inspection Form'!B825,Inventory!B:B,0))<>\"\",$Q$5<>\"Pre\"),0,BY825*BZ825), 0)","v":0},null,{"$error":"#DIV/0!"},{"$error":"#DIV/0!"},822]
[null,822,null,null,null,null,null,null,null,null,null,null,null,null,null,null,null,null,null,null,null,null,null,null,null,null,null,null,null,null,null,null,null,null,null,null,null,null,null,null,null,null,null,null,null,null,null,null,null,null,null,null,null,null,null,null,null,null,null,null,null,null,null,null,null,null,null,null,null,null,null,null,null,{"$f":"INDEX('Fixture Descriptions'!A:K,MATCH('Inspection Form'!H826,'Fixture Descriptions'!A:A,0),8)","v":{"$error":"#N/A"}},{"$error":"#N/A"},null,{"$error":"#N/A"},1,null,null,null,{"$f":"IFERROR(IF(AND(INDEX(Inventory!CA:CA,MATCH('Inspection Form'!B826,Inventory!B:B,0))=\"Not Qualified\",INDEX(Inventory!L:L,MATCH('Inspection Form'!B826,Inventory!B:B,0))<>\"\",$Q$5<>\"Pre\"),0,BY826*BZ826), 0)","v":0},null,{"$error":"#DIV/0!"},{"$error":"#DIV/0!"},823]
[null,824,null,null,null,null,null,null,null,null,null,null,null,null,null,null,null,null,null,null,null,null,null,null,null,null,null,null,null,null,null,null,null,null,null,null,null,null,null,null,null,null,null,null,null,null,null,null,null,null,null,null,null,null,null,null,null,null,null,null,null,null,null,null,null,null,null,null,null,null,null,null,null,{"$f":"INDEX('Fixture Descriptions'!A:K,MATCH('Inspection Form'!H828,'Fixture Descriptions'!A:A,0),8)","v":{"$error":"#N/A"}},{"$error":"#N/A"},null,{"$error":"#N/A"},1,null,null,null,{"$f":"IFERROR(IF(AND(INDEX(Inventory!CA:CA,MATCH('Inspection Form'!B828,Inventory!B:B,0))=\"Not Qualified\",INDEX(Inventory!L:L,MATCH('Inspection Form'!B828,Inventory!B:B,0))<>\"\",$Q$5<>\"Pre\"),0,BY828*BZ828), 0)","v":0},null,{"$error":"#DIV/0!"},{"$error":"#DIV/0!"},825]
[null,825,null,null,null,null,null,null,null,null,null,null,null,null,null,null,null,null,null,null,null,null,null,null,null,null,null,null,null,null,null,null,null,null,null,null,null,null,null,null,null,null,null,null,null,null,null,null,null,null,null,null,null,null,null,null,null,null,null,null,null,null,null,null,null,null,null,null,null,null,null,null,null,{"$f":"INDEX('Fixture Descriptions'!A:K,MATCH('Inspection Form'!H829,'Fixture Descriptions'!A:A,0),8)","v":{"$error":"#N/A"}},{"$error":"#N/A"},null,{"$error":"#N/A"},1,null,null,null,{"$f":"IFERROR(IF(AND(INDEX(Inventory!CA:CA,MATCH('Inspection Form'!B829,Inventory!B:B,0))=\"Not Qualified\",INDEX(Inventory!L:L,MATCH('Inspection Form'!B829,Inventory!B:B,0))<>\"\",$Q$5<>\"Pre\"),0,BY829*BZ829), 0)","v":0},null,{"$error":"#DIV/0!"},{"$error":"#DIV/0!"},826]
[null,828,null,null,null,null,null,null,null,null,null,null,null,null,null,null,null,null,null,null,null,null,null,null,null,null,null,null,null,null,null,null,null,null,null,null,null,null,null,null,null,null,null,null,null,null,null,null,null,null,null,null,null,null,null,null,null,null,null,null,null,null,null,null,null,null,null,null,null,null,null,null,null,{"$f":"INDEX('Fixture Descriptions'!A:K,MATCH('Inspection Form'!H832,'Fixture Descriptions'!A:A,0),8)","v":{"$error":"#N/A"}},{"$error":"#N/A"},null,{"$error":"#N/A"},1,null,null,null,{"$f":"IFERROR(IF(AND(INDEX(Inventory!CA:CA,MATCH('Inspection Form'!B832,Inventory!B:B,0))=\"Not Qualified\",INDEX(Inventory!L:L,MATCH('Inspection Form'!B832,Inventory!B:B,0))<>\"\",$Q$5<>\"Pre\"),0,BY832*BZ832), 0)","v":0},null,{"$error":"#DIV/0!"},{"$error":"#DIV/0!"},829]
[null,829,null,null,null,null,null,null,null,null,null,null,null,null,null,null,null,null,null,null,null,null,null,null,null,null,null,null,null,null,null,null,null,null,null,null,null,null,null,null,null,null,null,null,null,null,null,null,null,null,null,null,null,null,null,null,null,null,null,null,null,null,null,null,null,null,null,null,null,null,null,null,null,{"$f":"INDEX('Fixture Descriptions'!A:K,MATCH('Inspection Form'!H833,'Fixture Descriptions'!A:A,0),8)","v":{"$error":"#N/A"}},{"$error":"#N/A"},null,{"$error":"#N/A"},1,null,null,null,{"$f":"IFERROR(IF(AND(INDEX(Inventory!CA:CA,MATCH('Inspection Form'!B833,Inventory!B:B,0))=\"Not Qualified\",INDEX(Inventory!L:L,MATCH('Inspection Form'!B833,Inventory!B:B,0))<>\"\",$Q$5<>\"Pre\"),0,BY833*BZ833), 0)","v":0},null,{"$error":"#DIV/0!"},{"$error":"#DIV/0!"},830]
[null,831,null,null,null,null,null,null,null,null,null,null,null,null,null,null,null,null,null,null,null,null,null,null,null,null,null,null,null,null,null,null,null,null,null,null,null,null,null,null,null,null,null,null,null,null,null,null,null,null,null,null,null,null,null,null,null,null,null,null,null,null,null,null,null,null,null,null,null,null,null,null,null,{"$f":"INDEX('Fixture Descriptions'!A:K,MATCH('Inspection Form'!H835,'Fixture Descriptions'!A:A,0),8)","v":{"$error":"#N/A"}},{"$error":"#N/A"},null,{"$error":"#N/A"},1,null,null,null,{"$f":"IFERROR(IF(AND(INDEX(Inventory!CA:CA,MATCH('Inspection Form'!B835,Inventory!B:B,0))=\"Not Qualified\",INDEX(Inventory!L:L,MATCH('Inspection Form'!B835,Inventory!B:B,0))<>\"\",$Q$5<>\"Pre\"),0,BY835*BZ835), 0)","v":0},null,{"$error":"#DIV/0!"},{"$error":"#DIV/0!"},832]
[null,832,null,null,null,null,null,null,null,null,null,null,null,null,null,null,null,null,null,null,null,null,null,null,null,null,null,null,null,null,null,null,null,null,null,null,null,null,null,null,null,null,null,null,null,null,null,null,null,null,null,null,null,null,null,null,null,null,null,null,null,null,null,null,null,null,null,null,null,null,null,null,null,{"$f":"INDEX('Fixture Descriptions'!A:K,MATCH('Inspection Form'!H836,'Fixture Descriptions'!A:A,0),8)","v":{"$error":"#N/A"}},{"$error":"#N/A"},null,{"$error":"#N/A"},1,null,null,null,{"$f":"IFERROR(IF(AND(INDEX(Inventory!CA:CA,MATCH('Inspection Form'!B836,Inventory!B:B,0))=\"Not Qualified\",INDEX(Inventory!L:L,MATCH('Inspection Form'!B836,Inventory!B:B,0))<>\"\",$Q$5<>\"Pre\"),0,BY836*BZ836), 0)","v":0},null,{"$error":"#DIV/0!"},{"$error":"#DIV/0!"},833]
[null,835,null,null,null,null,null,null,null,null,null,null,null,null,null,null,null,null,null,null,null,null,null,null,null,null,null,null,null,null,null,null,null,null,null,null,null,null,null,null,null,null,null,null,null,null,null,null,null,null,null,null,null,null,null,null,null,null,null,null,null,null,null,null,null,null,null,null,null,null,null,null,null,{"$f":"INDEX('Fixture Descriptions'!A:K,MATCH('Inspection Form'!H839,'Fixture Descriptions'!A:A,0),8)","v":{"$error":"#N/A"}},{"$error":"#N/A"},null,{"$error":"#N/A"},1,null,null,null,{"$f":"IFERROR(IF(AND(INDEX(Inventory!CA:CA,MATCH('Inspection Form'!B839,Inventory!B:B,0))=\"Not Qualified\",INDEX(Inventory!L:L,MATCH('Inspection Form'!B839,Inventory!B:B,0))<>\"\",$Q$5<>\"Pre\"),0,BY839*BZ839), 0)","v":0},null,{"$error":"#DIV/0!"},{"$error":"#DIV/0!"},836]
[null,836,null,null,null,null,null,null,null,null,null,null,null,null,null,null,null,null,null,null,null,null,null,null,null,null,null,null,null,null,null,null,null,null,null,null,null,null,null,null,null,null,null,null,null,null,null,null,null,null,null,null,null,null,null,null,null,null,null,null,null,null,null,null,null,null,null,null,null,null,null,null,null,{"$f":"INDEX('Fixture Descriptions'!A:K,MATCH('Inspection Form'!H840,'Fixture Descriptions'!A:A,0),8)","v":{"$error":"#N/A"}},{"$error":"#N/A"},null,{"$error":"#N/A"},1,null,null,null,{"$f":"IFERROR(IF(AND(INDEX(Inventory!CA:CA,MATCH('Inspection Form'!B840,Inventory!B:B,0))=\"Not Qualified\",INDEX(Inventory!L:L,MATCH('Inspection Form'!B840,Inventory!B:B,0))<>\"\",$Q$5<>\"Pre\"),0,BY840*BZ840), 0)","v":0},null,{"$error":"#DIV/0!"},{"$error":"#DIV/0!"},837]
[null,838,null,null,null,null,null,null,null,null,null,null,null,null,null,null,null,null,null,null,null,null,null,null,null,null,null,null,null,null,null,null,null,null,null,null,null,null,null,null,null,null,null,null,null,null,null,null,null,null,null,null,null,null,null,null,null,null,null,null,null,null,null,null,null,null,null,null,null,null,null,null,null,{"$f":"INDEX('Fixture Descriptions'!A:K,MATCH('Inspection Form'!H842,'Fixture Descriptions'!A:A,0),8)","v":{"$error":"#N/A"}},{"$error":"#N/A"},null,{"$error":"#N/A"},1,null,null,null,{"$f":"IFERROR(IF(AND(INDEX(Inventory!CA:CA,MATCH('Inspection Form'!B842,Inventory!B:B,0))=\"Not Qualified\",INDEX(Inventory!L:L,MATCH('Inspection Form'!B842,Inventory!B:B,0))<>\"\",$Q$5<>\"Pre\"),0,BY842*BZ842), 0)","v":0},null,{"$error":"#DIV/0!"},{"$error":"#DIV/0!"},839]
[null,839,null,null,null,null,null,null,null,null,null,null,null,null,null,null,null,null,null,null,null,null,null,null,null,null,null,null,null,null,null,null,null,null,null,null,null,null,null,null,null,null,null,null,null,null,null,null,null,null,null,null,null,null,null,null,null,null,null,null,null,null,null,null,null,null,null,null,null,null,null,null,null,{"$f":"INDEX('Fixture Descriptions'!A:K,MATCH('Inspection Form'!H843,'Fixture Descriptions'!A:A,0),8)","v":{"$error":"#N/A"}},{"$error":"#N/A"},null,{"$error":"#N/A"},1,null,null,null,{"$f":"IFERROR(IF(AND(INDEX(Inventory!CA:CA,MATCH('Inspection Form'!B843,Inventory!B:B,0))=\"Not Qualified\",INDEX(Inventory!L:L,MATCH('Inspection Form'!B843,Inventory!B:B,0))<>\"\",$Q$5<>\"Pre\"),0,BY843*BZ843), 0)","v":0},null,{"$error":"#DIV/0!"},{"$error":"#DIV/0!"},840]
[null,842,null,null,null,null,null,null,null,null,null,null,null,null,null,null,null,null,null,null,null,null,null,null,null,null,null,null,null,null,null,null,null,null,null,null,null,null,null,null,null,null,null,null,null,null,null,null,null,null,null,null,null,null,null,null,null,null,null,null,null,null,null,null,null,null,null,null,null,null,null,null,null,{"$f":"INDEX('Fixture Descriptions'!A:K,MATCH('Inspection Form'!H846,'Fixture Descriptions'!A:A,0),8)","v":{"$error":"#N/A"}},{"$error":"#N/A"},null,{"$error":"#N/A"},1,null,null,null,{"$f":"IFERROR(IF(AND(INDEX(Inventory!CA:CA,MATCH('Inspection Form'!B846,Inventory!B:B,0))=\"Not Qualified\",INDEX(Inventory!L:L,MATCH('Inspection Form'!B846,Inventory!B:B,0))<>\"\",$Q$5<>\"Pre\"),0,BY846*BZ846), 0)","v":0},null,{"$error":"#DIV/0!"},{"$error":"#DIV/0!"},843]
[null,843,null,null,null,null,null,null,null,null,null,null,null,null,null,null,null,null,null,null,null,null,null,null,null,null,null,null,null,null,null,null,null,null,null,null,null,null,null,null,null,null,null,null,null,null,null,null,null,null,null,null,null,null,null,null,null,null,null,null,null,null,null,null,null,null,null,null,null,null,null,null,null,{"$f":"INDEX('Fixture Descriptions'!A:K,MATCH('Inspection Form'!H847,'Fixture Descriptions'!A:A,0),8)","v":{"$error":"#N/A"}},{"$error":"#N/A"},null,{"$error":"#N/A"},1,null,null,null,{"$f":"IFERROR(IF(AND(INDEX(Inventory!CA:CA,MATCH('Inspection Form'!B847,Inventory!B:B,0))=\"Not Qualified\",INDEX(Inventory!L:L,MATCH('Inspection Form'!B847,Inventory!B:B,0))<>\"\",$Q$5<>\"Pre\"),0,BY847*BZ847), 0)","v":0},null,{"$error":"#DIV/0!"},{"$error":"#DIV/0!"},844]
[null,845,null,null,null,null,null,null,null,null,null,null,null,null,null,null,null,null,null,null,null,null,null,null,null,null,null,null,null,null,null,null,null,null,null,null,null,null,null,null,null,null,null,null,null,null,null,null,null,null,null,null,null,null,null,null,null,null,null,null,null,null,null,null,null,null,null,null,null,null,null,null,null,{"$f":"INDEX('Fixture Descriptions'!A:K,MATCH('Inspection Form'!H849,'Fixture Descriptions'!A:A,0),8)","v":{"$error":"#N/A"}},{"$error":"#N/A"},null,{"$error":"#N/A"},1,null,null,null,{"$f":"IFERROR(IF(AND(INDEX(Inventory!CA:CA,MATCH('Inspection Form'!B849,Inventory!B:B,0))=\"Not Qualified\",INDEX(Inventory!L:L,MATCH('Inspection Form'!B849,Inventory!B:B,0))<>\"\",$Q$5<>\"Pre\"),0,BY849*BZ849), 0)","v":0},null,{"$error":"#DIV/0!"},{"$error":"#DIV/0!"},846]
[null,846,null,null,null,null,null,null,null,null,null,null,null,null,null,null,null,null,null,null,null,null,null,null,null,null,null,null,null,null,null,null,null,null,null,null,null,null,null,null,null,null,null,null,null,null,null,null,null,null,null,null,null,null,null,null,null,null,null,null,null,null,null,null,null,null,null,null,null,null,null,null,null,{"$f":"INDEX('Fixture Descriptions'!A:K,MATCH('Inspection Form'!H850,'Fixture Descriptions'!A:A,0),8)","v":{"$error":"#N/A"}},{"$error":"#N/A"},null,{"$error":"#N/A"},1,null,null,null,{"$f":"IFERROR(IF(AND(INDEX(Inventory!CA:CA,MATCH('Inspection Form'!B850,Inventory!B:B,0))=\"Not Qualified\",INDEX(Inventory!L:L,MATCH('Inspection Form'!B850,Inventory!B:B,0))<>\"\",$Q$5<>\"Pre\"),0,BY850*BZ850), 0)","v":0},null,{"$error":"#DIV/0!"},{"$error":"#DIV/0!"},847]
[null,849,null,null,null,null,null,null,null,null,null,null,null,null,null,null,null,null,null,null,null,null,null,null,null,null,null,null,null,null,null,null,null,null,null,null,null,null,null,null,null,null,null,null,null,null,null,null,null,null,null,null,null,null,null,null,null,null,null,null,null,null,null,null,null,null,null,null,null,null,null,null,null,{"$f":"INDEX('Fixture Descriptions'!A:K,MATCH('Inspection Form'!H853,'Fixture Descriptions'!A:A,0),8)","v":{"$error":"#N/A"}},{"$error":"#N/A"},null,{"$error":"#N/A"},1,null,null,null,{"$f":"IFERROR(IF(AND(INDEX(Inventory!CA:CA,MATCH('Inspection Form'!B853,Inventory!B:B,0))=\"Not Qualified\",INDEX(Inventory!L:L,MATCH('Inspection Form'!B853,Inventory!B:B,0))<>\"\",$Q$5<>\"Pre\"),0,BY853*BZ853), 0)","v":0},null,{"$error":"#DIV/0!"},{"$error":"#DIV/0!"},850]
[null,850,null,null,null,null,null,null,null,null,null,null,null,null,null,null,null,null,null,null,null,null,null,null,null,null,null,null,null,null,null,null,null,null,null,null,null,null,null,null,null,null,null,null,null,null,null,null,null,null,null,null,null,null,null,null,null,null,null,null,null,null,null,null,null,null,null,null,null,null,null,null,null,{"$f":"INDEX('Fixture Descriptions'!A:K,MATCH('Inspection Form'!H854,'Fixture Descriptions'!A:A,0),8)","v":{"$error":"#N/A"}},{"$error":"#N/A"},null,{"$error":"#N/A"},1,null,null,null,{"$f":"IFERROR(IF(AND(INDEX(Inventory!CA:CA,MATCH('Inspection Form'!B854,Inventory!B:B,0))=\"Not Qualified\",INDEX(Inventory!L:L,MATCH('Inspection Form'!B854,Inventory!B:B,0))<>\"\",$Q$5<>\"Pre\"),0,BY854*BZ854), 0)","v":0},null,{"$error":"#DIV/0!"},{"$error":"#DIV/0!"},851]
[null,852,null,null,null,null,null,null,null,null,null,null,null,null,null,null,null,null,null,null,null,null,null,null,null,null,null,null,null,null,null,null,null,null,null,null,null,null,null,null,null,null,null,null,null,null,null,null,null,null,null,null,null,null,null,null,null,null,null,null,null,null,null,null,null,null,null,null,null,null,null,null,null,{"$f":"INDEX('Fixture Descriptions'!A:K,MATCH('Inspection Form'!H856,'Fixture Descriptions'!A:A,0),8)","v":{"$error":"#N/A"}},{"$error":"#N/A"},null,{"$error":"#N/A"},1,null,null,null,{"$f":"IFERROR(IF(AND(INDEX(Inventory!CA:CA,MATCH('Inspection Form'!B856,Inventory!B:B,0))=\"Not Qualified\",INDEX(Inventory!L:L,MATCH('Inspection Form'!B856,Inventory!B:B,0))<>\"\",$Q$5<>\"Pre\"),0,BY856*BZ856), 0)","v":0},null,{"$error":"#DIV/0!"},{"$error":"#DIV/0!"},853]
[null,853,null,null,null,null,null,null,null,null,null,null,null,null,null,null,null,null,null,null,null,null,null,null,null,null,null,null,null,null,null,null,null,null,null,null,null,null,null,null,null,null,null,null,null,null,null,null,null,null,null,null,null,null,null,null,null,null,null,null,null,null,null,null,null,null,null,null,null,null,null,null,null,{"$f":"INDEX('Fixture Descriptions'!A:K,MATCH('Inspection Form'!H857,'Fixture Descriptions'!A:A,0),8)","v":{"$error":"#N/A"}},{"$error":"#N/A"},null,{"$error":"#N/A"},1,null,null,null,{"$f":"IFERROR(IF(AND(INDEX(Inventory!CA:CA,MATCH('Inspection Form'!B857,Inventory!B:B,0))=\"Not Qualified\",INDEX(Inventory!L:L,MATCH('Inspection Form'!B857,Inventory!B:B,0))<>\"\",$Q$5<>\"Pre\"),0,BY857*BZ857), 0)","v":0},null,{"$error":"#DIV/0!"},{"$error":"#DIV/0!"},854]
[null,856,null,null,null,null,null,null,null,null,null,null,null,null,null,null,null,null,null,null,null,null,null,null,null,null,null,null,null,null,null,null,null,null,null,null,null,null,null,null,null,null,null,null,null,null,null,null,null,null,null,null,null,null,null,null,null,null,null,null,null,null,null,null,null,null,null,null,null,null,null,null,null,{"$f":"INDEX('Fixture Descriptions'!A:K,MATCH('Inspection Form'!H860,'Fixture Descriptions'!A:A,0),8)","v":{"$error":"#N/A"}},{"$error":"#N/A"},null,{"$error":"#N/A"},1,null,null,null,{"$f":"IFERROR(IF(AND(INDEX(Inventory!CA:CA,MATCH('Inspection Form'!B860,Inventory!B:B,0))=\"Not Qualified\",INDEX(Inventory!L:L,MATCH('Inspection Form'!B860,Inventory!B:B,0))<>\"\",$Q$5<>\"Pre\"),0,BY860*BZ860), 0)","v":0},null,{"$error":"#DIV/0!"},{"$error":"#DIV/0!"},857]
[null,857,null,null,null,null,null,null,null,null,null,null,null,null,null,null,null,null,null,null,null,null,null,null,null,null,null,null,null,null,null,null,null,null,null,null,null,null,null,null,null,null,null,null,null,null,null,null,null,null,null,null,null,null,null,null,null,null,null,null,null,null,null,null,null,null,null,null,null,null,null,null,null,{"$f":"INDEX('Fixture Descriptions'!A:K,MATCH('Inspection Form'!H861,'Fixture Descriptions'!A:A,0),8)","v":{"$error":"#N/A"}},{"$error":"#N/A"},null,{"$error":"#N/A"},1,null,null,null,{"$f":"IFERROR(IF(AND(INDEX(Inventory!CA:CA,MATCH('Inspection Form'!B861,Inventory!B:B,0))=\"Not Qualified\",INDEX(Inventory!L:L,MATCH('Inspection Form'!B861,Inventory!B:B,0))<>\"\",$Q$5<>\"Pre\"),0,BY861*BZ861), 0)","v":0},null,{"$error":"#DIV/0!"},{"$error":"#DIV/0!"},858]
[null,859,null,null,null,null,null,null,null,null,null,null,null,null,null,null,null,null,null,null,null,null,null,null,null,null,null,null,null,null,null,null,null,null,null,null,null,null,null,null,null,null,null,null,null,null,null,null,null,null,null,null,null,null,null,null,null,null,null,null,null,null,null,null,null,null,null,null,null,null,null,null,null,{"$f":"INDEX('Fixture Descriptions'!A:K,MATCH('Inspection Form'!H863,'Fixture Descriptions'!A:A,0),8)","v":{"$error":"#N/A"}},{"$error":"#N/A"},null,{"$error":"#N/A"},1,null,null,null,{"$f":"IFERROR(IF(AND(INDEX(Inventory!CA:CA,MATCH('Inspection Form'!B863,Inventory!B:B,0))=\"Not Qualified\",INDEX(Inventory!L:L,MATCH('Inspection Form'!B863,Inventory!B:B,0))<>\"\",$Q$5<>\"Pre\"),0,BY863*BZ863), 0)","v":0},null,{"$error":"#DIV/0!"},{"$error":"#DIV/0!"},860]
[null,860,null,null,null,null,null,null,null,null,null,null,null,null,null,null,null,null,null,null,null,null,null,null,null,null,null,null,null,null,null,null,null,null,null,null,null,null,null,null,null,null,null,null,null,null,null,null,null,null,null,null,null,null,null,null,null,null,null,null,null,null,null,null,null,null,null,null,null,null,null,null,null,{"$f":"INDEX('Fixture Descriptions'!A:K,MATCH('Inspection Form'!H864,'Fixture Descriptions'!A:A,0),8)","v":{"$error":"#N/A"}},{"$error":"#N/A"},null,{"$error":"#N/A"},1,null,null,null,{"$f":"IFERROR(IF(AND(INDEX(Inventory!CA:CA,MATCH('Inspection Form'!B864,Inventory!B:B,0))=\"Not Qualified\",INDEX(Inventory!L:L,MATCH('Inspection Form'!B864,Inventory!B:B,0))<>\"\",$Q$5<>\"Pre\"),0,BY864*BZ864), 0)","v":0},null,{"$error":"#DIV/0!"},{"$error":"#DIV/0!"},861]
[null,863,null,null,null,null,null,null,null,null,null,null,null,null,null,null,null,null,null,null,null,null,null,null,null,null,null,null,null,null,null,null,null,null,null,null,null,null,null,null,null,null,null,null,null,null,null,null,null,null,null,null,null,null,null,null,null,null,null,null,null,null,null,null,null,null,null,null,null,null,null,null,null,{"$f":"INDEX('Fixture Descriptions'!A:K,MATCH('Inspection Form'!H867,'Fixture Descriptions'!A:A,0),8)","v":{"$error":"#N/A"}},{"$error":"#N/A"},null,{"$error":"#N/A"},1,null,null,null,{"$f":"IFERROR(IF(AND(INDEX(Inventory!CA:CA,MATCH('Inspection Form'!B867,Inventory!B:B,0))=\"Not Qualified\",INDEX(Inventory!L:L,MATCH('Inspection Form'!B867,Inventory!B:B,0))<>\"\",$Q$5<>\"Pre\"),0,BY867*BZ867), 0)","v":0},null,{"$error":"#DIV/0!"},{"$error":"#DIV/0!"},864]
[null,864,null,null,null,null,null,null,null,null,null,null,null,null,null,null,null,null,null,null,null,null,null,null,null,null,null,null,null,null,null,null,null,null,null,null,null,null,null,null,null,null,null,null,null,null,null,null,null,null,null,null,null,null,null,null,null,null,null,null,null,null,null,null,null,null,null,null,null,null,null,null,null,{"$f":"INDEX('Fixture Descriptions'!A:K,MATCH('Inspection Form'!H868,'Fixture Descriptions'!A:A,0),8)","v":{"$error":"#N/A"}},{"$error":"#N/A"},null,{"$error":"#N/A"},1,null,null,null,{"$f":"IFERROR(IF(AND(INDEX(Inventory!CA:CA,MATCH('Inspection Form'!B868,Inventory!B:B,0))=\"Not Qualified\",INDEX(Inventory!L:L,MATCH('Inspection Form'!B868,Inventory!B:B,0))<>\"\",$Q$5<>\"Pre\"),0,BY868*BZ868), 0)","v":0},null,{"$error":"#DIV/0!"},{"$error":"#DIV/0!"},865]
[null,866,null,null,null,null,null,null,null,null,null,null,null,null,null,null,null,null,null,null,null,null,null,null,null,null,null,null,null,null,null,null,null,null,null,null,null,null,null,null,null,null,null,null,null,null,null,null,null,null,null,null,null,null,null,null,null,null,null,null,null,null,null,null,null,null,null,null,null,null,null,null,null,{"$f":"INDEX('Fixture Descriptions'!A:K,MATCH('Inspection Form'!H870,'Fixture Descriptions'!A:A,0),8)","v":{"$error":"#N/A"}},{"$error":"#N/A"},null,{"$error":"#N/A"},1,null,null,null,{"$f":"IFERROR(IF(AND(INDEX(Inventory!CA:CA,MATCH('Inspection Form'!B870,Inventory!B:B,0))=\"Not Qualified\",INDEX(Inventory!L:L,MATCH('Inspection Form'!B870,Inventory!B:B,0))<>\"\",$Q$5<>\"Pre\"),0,BY870*BZ870), 0)","v":0},null,{"$error":"#DIV/0!"},{"$error":"#DIV/0!"},867]
[null,867,null,null,null,null,null,null,null,null,null,null,null,null,null,null,null,null,null,null,null,null,null,null,null,null,null,null,null,null,null,null,null,null,null,null,null,null,null,null,null,null,null,null,null,null,null,null,null,null,null,null,null,null,null,null,null,null,null,null,null,null,null,null,null,null,null,null,null,null,null,null,null,{"$f":"INDEX('Fixture Descriptions'!A:K,MATCH('Inspection Form'!H871,'Fixture Descriptions'!A:A,0),8)","v":{"$error":"#N/A"}},{"$error":"#N/A"},null,{"$error":"#N/A"},1,null,null,null,{"$f":"IFERROR(IF(AND(INDEX(Inventory!CA:CA,MATCH('Inspection Form'!B871,Inventory!B:B,0))=\"Not Qualified\",INDEX(Inventory!L:L,MATCH('Inspection Form'!B871,Inventory!B:B,0))<>\"\",$Q$5<>\"Pre\"),0,BY871*BZ871), 0)","v":0},null,{"$error":"#DIV/0!"},{"$error":"#DIV/0!"},868]
[null,870,null,null,null,null,null,null,null,null,null,null,null,null,null,null,null,null,null,null,null,null,null,null,null,null,null,null,null,null,null,null,null,null,null,null,null,null,null,null,null,null,null,null,null,null,null,null,null,null,null,null,null,null,null,null,null,null,null,null,null,null,null,null,null,null,null,null,null,null,null,null,null,{"$f":"INDEX('Fixture Descriptions'!A:K,MATCH('Inspection Form'!H874,'Fixture Descriptions'!A:A,0),8)","v":{"$error":"#N/A"}},{"$error":"#N/A"},null,{"$error":"#N/A"},1,null,null,null,{"$f":"IFERROR(IF(AND(INDEX(Inventory!CA:CA,MATCH('Inspection Form'!B874,Inventory!B:B,0))=\"Not Qualified\",INDEX(Inventory!L:L,MATCH('Inspection Form'!B874,Inventory!B:B,0))<>\"\",$Q$5<>\"Pre\"),0,BY874*BZ874), 0)","v":0},null,{"$error":"#DIV/0!"},{"$error":"#DIV/0!"},871]
[null,871,null,null,null,null,null,null,null,null,null,null,null,null,null,null,null,null,null,null,null,null,null,null,null,null,null,null,null,null,null,null,null,null,null,null,null,null,null,null,null,null,null,null,null,null,null,null,null,null,null,null,null,null,null,null,null,null,null,null,null,null,null,null,null,null,null,null,null,null,null,null,null,{"$f":"INDEX('Fixture Descriptions'!A:K,MATCH('Inspection Form'!H875,'Fixture Descriptions'!A:A,0),8)","v":{"$error":"#N/A"}},{"$error":"#N/A"},null,{"$error":"#N/A"},1,null,null,null,{"$f":"IFERROR(IF(AND(INDEX(Inventory!CA:CA,MATCH('Inspection Form'!B875,Inventory!B:B,0))=\"Not Qualified\",INDEX(Inventory!L:L,MATCH('Inspection Form'!B875,Inventory!B:B,0))<>\"\",$Q$5<>\"Pre\"),0,BY875*BZ875), 0)","v":0},null,{"$error":"#DIV/0!"},{"$error":"#DIV/0!"},872]
[null,873,null,null,null,null,null,null,null,null,null,null,null,null,null,null,null,null,null,null,null,null,null,null,null,null,null,null,null,null,null,null,null,null,null,null,null,null,null,null,null,null,null,null,null,null,null,null,null,null,null,null,null,null,null,null,null,null,null,null,null,null,null,null,null,null,null,null,null,null,null,null,null,{"$f":"INDEX('Fixture Descriptions'!A:K,MATCH('Inspection Form'!H877,'Fixture Descriptions'!A:A,0),8)","v":{"$error":"#N/A"}},{"$error":"#N/A"},null,{"$error":"#N/A"},1,null,null,null,{"$f":"IFERROR(IF(AND(INDEX(Inventory!CA:CA,MATCH('Inspection Form'!B877,Inventory!B:B,0))=\"Not Qualified\",INDEX(Inventory!L:L,MATCH('Inspection Form'!B877,Inventory!B:B,0))<>\"\",$Q$5<>\"Pre\"),0,BY877*BZ877), 0)","v":0},null,{"$error":"#DIV/0!"},{"$error":"#DIV/0!"},874]
[null,874,null,null,null,null,null,null,null,null,null,null,null,null,null,null,null,null,null,null,null,null,null,null,null,null,null,null,null,null,null,null,null,null,null,null,null,null,null,null,null,null,null,null,null,null,null,null,null,null,null,null,null,null,null,null,null,null,null,null,null,null,null,null,null,null,null,null,null,null,null,null,null,{"$f":"INDEX('Fixture Descriptions'!A:K,MATCH('Inspection Form'!H878,'Fixture Descriptions'!A:A,0),8)","v":{"$error":"#N/A"}},{"$error":"#N/A"},null,{"$error":"#N/A"},1,null,null,null,{"$f":"IFERROR(IF(AND(INDEX(Inventory!CA:CA,MATCH('Inspection Form'!B878,Inventory!B:B,0))=\"Not Qualified\",INDEX(Inventory!L:L,MATCH('Inspection Form'!B878,Inventory!B:B,0))<>\"\",$Q$5<>\"Pre\"),0,BY878*BZ878), 0)","v":0},null,{"$error":"#DIV/0!"},{"$error":"#DIV/0!"},875]
[null,877,null,null,null,null,null,null,null,null,null,null,null,null,null,null,null,null,null,null,null,null,null,null,null,null,null,null,null,null,null,null,null,null,null,null,null,null,null,null,null,null,null,null,null,null,null,null,null,null,null,null,null,null,null,null,null,null,null,null,null,null,null,null,null,null,null,null,null,null,null,null,null,{"$f":"INDEX('Fixture Descriptions'!A:K,MATCH('Inspection Form'!H881,'Fixture Descriptions'!A:A,0),8)","v":{"$error":"#N/A"}},{"$error":"#N/A"},null,{"$error":"#N/A"},1,null,null,null,{"$f":"IFERROR(IF(AND(INDEX(Inventory!CA:CA,MATCH('Inspection Form'!B881,Inventory!B:B,0))=\"Not Qualified\",INDEX(Inventory!L:L,MATCH('Inspection Form'!B881,Inventory!B:B,0))<>\"\",$Q$5<>\"Pre\"),0,BY881*BZ881), 0)","v":0},null,{"$error":"#DIV/0!"},{"$error":"#DIV/0!"},878]
[null,878,null,null,null,null,null,null,null,null,null,null,null,null,null,null,null,null,null,null,null,null,null,null,null,null,null,null,null,null,null,null,null,null,null,null,null,null,null,null,null,null,null,null,null,null,null,null,null,null,null,null,null,null,null,null,null,null,null,null,null,null,null,null,null,null,null,null,null,null,null,null,null,{"$f":"INDEX('Fixture Descriptions'!A:K,MATCH('Inspection Form'!H882,'Fixture Descriptions'!A:A,0),8)","v":{"$error":"#N/A"}},{"$error":"#N/A"},null,{"$error":"#N/A"},1,null,null,null,{"$f":"IFERROR(IF(AND(INDEX(Inventory!CA:CA,MATCH('Inspection Form'!B882,Inventory!B:B,0))=\"Not Qualified\",INDEX(Inventory!L:L,MATCH('Inspection Form'!B882,Inventory!B:B,0))<>\"\",$Q$5<>\"Pre\"),0,BY882*BZ882), 0)","v":0},null,{"$error":"#DIV/0!"},{"$error":"#DIV/0!"},879]
[null,881,null,null,null,null,null,null,null,null,null,null,null,null,null,null,null,null,null,null,null,null,null,null,null,null,null,null,null,null,null,null,null,null,null,null,null,null,null,null,null,null,null,null,null,null,null,null,null,null,null,null,null,null,null,null,null,null,null,null,null,null,null,null,null,null,null,null,null,null,null,null,null,{"$f":"INDEX('Fixture Descriptions'!A:K,MATCH('Inspection Form'!H885,'Fixture Descriptions'!A:A,0),8)","v":{"$error":"#N/A"}},{"$error":"#N/A"},null,{"$error":"#N/A"},1,null,null,null,{"$f":"IFERROR(IF(AND(INDEX(Inventory!CA:CA,MATCH('Inspection Form'!B885,Inventory!B:B,0))=\"Not Qualified\",INDEX(Inventory!L:L,MATCH('Inspection Form'!B885,Inventory!B:B,0))<>\"\",$Q$5<>\"Pre\"),0,BY885*BZ885), 0)","v":0},null,{"$error":"#DIV/0!"},{"$error":"#DIV/0!"},882]
[null,882,null,null,null,null,null,null,null,null,null,null,null,null,null,null,null,null,null,null,null,null,null,null,null,null,null,null,null,null,null,null,null,null,null,null,null,null,null,null,null,null,null,null,null,null,null,null,null,null,null,null,null,null,null,null,null,null,null,null,null,null,null,null,null,null,null,null,null,null,null,null,null,{"$f":"INDEX('Fixture Descriptions'!A:K,MATCH('Inspection Form'!H886,'Fixture Descriptions'!A:A,0),8)","v":{"$error":"#N/A"}},{"$error":"#N/A"},null,{"$error":"#N/A"},1,null,null,null,{"$f":"IFERROR(IF(AND(INDEX(Inventory!CA:CA,MATCH('Inspection Form'!B886,Inventory!B:B,0))=\"Not Qualified\",INDEX(Inventory!L:L,MATCH('Inspection Form'!B886,Inventory!B:B,0))<>\"\",$Q$5<>\"Pre\"),0,BY886*BZ886), 0)","v":0},null,{"$error":"#DIV/0!"},{"$error":"#DIV/0!"},883]
[null,884,null,null,null,null,null,null,null,null,null,null,null,null,null,null,null,null,null,null,null,null,null,null,null,null,null,null,null,null,null,null,null,null,null,null,null,null,null,null,null,null,null,null,null,null,null,null,null,null,null,null,null,null,null,null,null,null,null,null,null,null,null,null,null,null,null,null,null,null,null,null,null,{"$f":"INDEX('Fixture Descriptions'!A:K,MATCH('Inspection Form'!H888,'Fixture Descriptions'!A:A,0),8)","v":{"$error":"#N/A"}},{"$error":"#N/A"},null,{"$error":"#N/A"},1,null,null,null,{"$f":"IFERROR(IF(AND(INDEX(Inventory!CA:CA,MATCH('Inspection Form'!B888,Inventory!B:B,0))=\"Not Qualified\",INDEX(Inventory!L:L,MATCH('Inspection Form'!B888,Inventory!B:B,0))<>\"\",$Q$5<>\"Pre\"),0,BY888*BZ888), 0)","v":0},null,{"$error":"#DIV/0!"},{"$error":"#DIV/0!"},885]
[null,885,null,null,null,null,null,null,null,null,null,null,null,null,null,null,null,null,null,null,null,null,null,null,null,null,null,null,null,null,null,null,null,null,null,null,null,null,null,null,null,null,null,null,null,null,null,null,null,null,null,null,null,null,null,null,null,null,null,null,null,null,null,null,null,null,null,null,null,null,null,null,null,{"$f":"INDEX('Fixture Descriptions'!A:K,MATCH('Inspection Form'!H889,'Fixture Descriptions'!A:A,0),8)","v":{"$error":"#N/A"}},{"$error":"#N/A"},null,{"$error":"#N/A"},1,null,null,null,{"$f":"IFERROR(IF(AND(INDEX(Inventory!CA:CA,MATCH('Inspection Form'!B889,Inventory!B:B,0))=\"Not Qualified\",INDEX(Inventory!L:L,MATCH('Inspection Form'!B889,Inventory!B:B,0))<>\"\",$Q$5<>\"Pre\"),0,BY889*BZ889), 0)","v":0},null,{"$error":"#DIV/0!"},{"$error":"#DIV/0!"},886]
[null,888,null,null,null,null,null,null,null,null,null,null,null,null,null,null,null,null,null,null,null,null,null,null,null,null,null,null,null,null,null,null,null,null,null,null,null,null,null,null,null,null,null,null,null,null,null,null,null,null,null,null,null,null,null,null,null,null,null,null,null,null,null,null,null,null,null,null,null,null,null,null,null,{"$f":"INDEX('Fixture Descriptions'!A:K,MATCH('Inspection Form'!H892,'Fixture Descriptions'!A:A,0),8)","v":{"$error":"#N/A"}},{"$error":"#N/A"},null,{"$error":"#N/A"},1,null,null,null,{"$f":"IFERROR(IF(AND(INDEX(Inventory!CA:CA,MATCH('Inspection Form'!B892,Inventory!B:B,0))=\"Not Qualified\",INDEX(Inventory!L:L,MATCH('Inspection Form'!B892,Inventory!B:B,0))<>\"\",$Q$5<>\"Pre\"),0,BY892*BZ892), 0)","v":0},null,{"$error":"#DIV/0!"},{"$error":"#DIV/0!"},889]
[null,889,null,null,null,null,null,null,null,null,null,null,null,null,null,null,null,null,null,null,null,null,null,null,null,null,null,null,null,null,null,null,null,null,null,null,null,null,null,null,null,null,null,null,null,null,null,null,null,null,null,null,null,null,null,null,null,null,null,null,null,null,null,null,null,null,null,null,null,null,null,null,null,{"$f":"INDEX('Fixture Descriptions'!A:K,MATCH('Inspection Form'!H893,'Fixture Descriptions'!A:A,0),8)","v":{"$error":"#N/A"}},{"$error":"#N/A"},null,{"$error":"#N/A"},1,null,null,null,{"$f":"IFERROR(IF(AND(INDEX(Inventory!CA:CA,MATCH('Inspection Form'!B893,Inventory!B:B,0))=\"Not Qualified\",INDEX(Inventory!L:L,MATCH('Inspection Form'!B893,Inventory!B:B,0))<>\"\",$Q$5<>\"Pre\"),0,BY893*BZ893), 0)","v":0},null,{"$error":"#DIV/0!"},{"$error":"#DIV/0!"},890]
[null,891,null,null,null,null,null,null,null,null,null,null,null,null,null,null,null,null,null,null,null,null,null,null,null,null,null,null,null,null,null,null,null,null,null,null,null,null,null,null,null,null,null,null,null,null,null,null,null,null,null,null,null,null,null,null,null,null,null,null,null,null,null,null,null,null,null,null,null,null,null,null,null,{"$f":"INDEX('Fixture Descriptions'!A:K,MATCH('Inspection Form'!H895,'Fixture Descriptions'!A:A,0),8)","v":{"$error":"#N/A"}},{"$error":"#N/A"},null,{"$error":"#N/A"},1,null,null,null,{"$f":"IFERROR(IF(AND(INDEX(Inventory!CA:CA,MATCH('Inspection Form'!B895,Inventory!B:B,0))=\"Not Qualified\",INDEX(Inventory!L:L,MATCH('Inspection Form'!B895,Inventory!B:B,0))<>\"\",$Q$5<>\"Pre\"),0,BY895*BZ895), 0)","v":0},null,{"$error":"#DIV/0!"},{"$error":"#DIV/0!"},892]
[null,892,null,null,null,null,null,null,null,null,null,null,null,null,null,null,null,null,null,null,null,null,null,null,null,null,null,null,null,null,null,null,null,null,null,null,null,null,null,null,null,null,null,null,null,null,null,null,null,null,null,null,null,null,null,null,null,null,null,null,null,null,null,null,null,null,null,null,null,null,null,null,null,{"$f":"INDEX('Fixture Descriptions'!A:K,MATCH('Inspection Form'!H896,'Fixture Descriptions'!A:A,0),8)","v":{"$error":"#N/A"}},{"$error":"#N/A"},null,{"$error":"#N/A"},1,null,null,null,{"$f":"IFERROR(IF(AND(INDEX(Inventory!CA:CA,MATCH('Inspection Form'!B896,Inventory!B:B,0))=\"Not Qualified\",INDEX(Inventory!L:L,MATCH('Inspection Form'!B896,Inventory!B:B,0))<>\"\",$Q$5<>\"Pre\"),0,BY896*BZ896), 0)","v":0},null,{"$error":"#DIV/0!"},{"$error":"#DIV/0!"},893]
[null,895,null,null,null,null,null,null,null,null,null,null,null,null,null,null,null,null,null,null,null,null,null,null,null,null,null,null,null,null,null,null,null,null,null,null,null,null,null,null,null,null,null,null,null,null,null,null,null,null,null,null,null,null,null,null,null,null,null,null,null,null,null,null,null,null,null,null,null,null,null,null,null,{"$f":"INDEX('Fixture Descriptions'!A:K,MATCH('Inspection Form'!H899,'Fixture Descriptions'!A:A,0),8)","v":{"$error":"#N/A"}},{"$error":"#N/A"},null,{"$error":"#N/A"},1,null,null,null,{"$f":"IFERROR(IF(AND(INDEX(Inventory!CA:CA,MATCH('Inspection Form'!B899,Inventory!B:B,0))=\"Not Qualified\",INDEX(Inventory!L:L,MATCH('Inspection Form'!B899,Inventory!B:B,0))<>\"\",$Q$5<>\"Pre\"),0,BY899*BZ899), 0)","v":0},null,{"$error":"#DIV/0!"},{"$error":"#DIV/0!"},896]
[null,896,null,null,null,null,null,null,null,null,null,null,null,null,null,null,null,null,null,null,null,null,null,null,null,null,null,null,null,null,null,null,null,null,null,null,null,null,null,null,null,null,null,null,null,null,null,null,null,null,null,null,null,null,null,null,null,null,null,null,null,null,null,null,null,null,null,null,null,null,null,null,null,{"$f":"INDEX('Fixture Descriptions'!A:K,MATCH('Inspection Form'!H900,'Fixture Descriptions'!A:A,0),8)","v":{"$error":"#N/A"}},{"$error":"#N/A"},null,{"$error":"#N/A"},1,null,null,null,{"$f":"IFERROR(IF(AND(INDEX(Inventory!CA:CA,MATCH('Inspection Form'!B900,Inventory!B:B,0))=\"Not Qualified\",INDEX(Inventory!L:L,MATCH('Inspection Form'!B900,Inventory!B:B,0))<>\"\",$Q$5<>\"Pre\"),0,BY900*BZ900), 0)","v":0},null,{"$error":"#DIV/0!"},{"$error":"#DIV/0!"},897]
[null,898,null,null,null,null,null,null,null,null,null,null,null,null,null,null,null,null,null,null,null,null,null,null,null,null,null,null,null,null,null,null,null,null,null,null,null,null,null,null,null,null,null,null,null,null,null,null,null,null,null,null,null,null,null,null,null,null,null,null,null,null,null,null,null,null,null,null,null,null,null,null,null,{"$f":"INDEX('Fixture Descriptions'!A:K,MATCH('Inspection Form'!H902,'Fixture Descriptions'!A:A,0),8)","v":{"$error":"#N/A"}},{"$error":"#N/A"},null,{"$f":"BW902","v":{"$error":"#N/A"}},1,null,null,null,{"$f":"IFERROR(IF(AND(INDEX(Inventory!CA:CA,MATCH('Inspection Form'!B902,Inventory!B:B,0))=\"Not Qualified\",INDEX(Inventory!L:L,MATCH('Inspection Form'!B902,Inventory!B:B,0))<>\"\",$Q$5<>\"Pre\"),0,BY902*BZ902), 0)","v":0},null,{"$error":"#DIV/0!"},{"$error":"#DIV/0!"},899]
[null,899,null,null,null,null,null,null,null,null,null,null,null,null,null,null,null,null,null,null,null,null,null,null,null,null,null,null,null,null,null,null,null,null,null,null,null,null,null,null,null,null,null,null,null,null,null,null,null,null,null,null,null,null,null,null,null,null,null,null,null,null,null,null,null,null,null,null,null,null,null,null,null,{"$f":"INDEX('Fixture Descriptions'!A:K,MATCH('Inspection Form'!H903,'Fixture Descriptions'!A:A,0),8)","v":{"$error":"#N/A"}},{"$error":"#N/A"},null,{"$error":"#N/A"},1,null,null,null,{"$f":"IFERROR(IF(AND(INDEX(Inventory!CA:CA,MATCH('Inspection Form'!B903,Inventory!B:B,0))=\"Not Qualified\",INDEX(Inventory!L:L,MATCH('Inspection Form'!B903,Inventory!B:B,0))<>\"\",$Q$5<>\"Pre\"),0,BY903*BZ903), 0)","v":0},null,{"$error":"#DIV/0!"},{"$error":"#DIV/0!"},900]
[null,902,null,null,null,null,null,null,null,null,null,null,null,null,null,null,null,null,null,null,null,null,null,null,null,null,null,null,null,null,null,null,null,null,null,null,null,null,null,null,null,null,null,null,null,null,null,null,null,null,null,null,null,null,null,null,null,null,null,null,null,null,null,null,null,null,null,null,null,null,null,null,null,{"$f":"INDEX('Fixture Descriptions'!A:K,MATCH('Inspection Form'!H906,'Fixture Descriptions'!A:A,0),8)","v":{"$error":"#N/A"}},{"$error":"#N/A"},null,{"$error":"#N/A"},1,null,null,null,{"$f":"IFERROR(IF(AND(INDEX(Inventory!CA:CA,MATCH('Inspection Form'!B906,Inventory!B:B,0))=\"Not Qualified\",INDEX(Inventory!L:L,MATCH('Inspection Form'!B906,Inventory!B:B,0))<>\"\",$Q$5<>\"Pre\"),0,BY906*BZ906), 0)","v":0},null,{"$error":"#DIV/0!"},{"$error":"#DIV/0!"},903]
[null,903,null,null,null,null,null,null,null,null,null,null,null,null,null,null,null,null,null,null,null,null,null,null,null,null,null,null,null,null,null,null,null,null,null,null,null,null,null,null,null,null,null,null,null,null,null,null,null,null,null,null,null,null,null,null,null,null,null,null,null,null,null,null,null,null,null,null,null,null,null,null,null,{"$f":"INDEX('Fixture Descriptions'!A:K,MATCH('Inspection Form'!H907,'Fixture Descriptions'!A:A,0),8)","v":{"$error":"#N/A"}},{"$error":"#N/A"},null,{"$error":"#N/A"},1,null,null,null,{"$f":"IFERROR(IF(AND(INDEX(Inventory!CA:CA,MATCH('Inspection Form'!B907,Inventory!B:B,0))=\"Not Qualified\",INDEX(Inventory!L:L,MATCH('Inspection Form'!B907,Inventory!B:B,0))<>\"\",$Q$5<>\"Pre\"),0,BY907*BZ907), 0)","v":0},null,{"$error":"#DIV/0!"},{"$error":"#DIV/0!"},904]
[null,905,null,null,null,null,null,null,null,null,null,null,null,null,null,null,null,null,null,null,null,null,null,null,null,null,null,null,null,null,null,null,null,null,null,null,null,null,null,null,null,null,null,null,null,null,null,null,null,null,null,null,null,null,null,null,null,null,null,null,null,null,null,null,null,null,null,null,null,null,null,null,null,{"$f":"INDEX('Fixture Descriptions'!A:K,MATCH('Inspection Form'!H909,'Fixture Descriptions'!A:A,0),8)","v":{"$error":"#N/A"}},{"$error":"#N/A"},null,{"$error":"#N/A"},1,null,null,null,{"$f":"IFERROR(IF(AND(INDEX(Inventory!CA:CA,MATCH('Inspection Form'!B909,Inventory!B:B,0))=\"Not Qualified\",INDEX(Inventory!L:L,MATCH('Inspection Form'!B909,Inventory!B:B,0))<>\"\",$Q$5<>\"Pre\"),0,BY909*BZ909), 0)","v":0},null,{"$error":"#DIV/0!"},{"$error":"#DIV/0!"},906]
[null,906,null,null,null,null,null,null,null,null,null,null,null,null,null,null,null,null,null,null,null,null,null,null,null,null,null,null,null,null,null,null,null,null,null,null,null,null,null,null,null,null,null,null,null,null,null,null,null,null,null,null,null,null,null,null,null,null,null,null,null,null,null,null,null,null,null,null,null,null,null,null,null,{"$f":"INDEX('Fixture Descriptions'!A:K,MATCH('Inspection Form'!H910,'Fixture Descriptions'!A:A,0),8)","v":{"$error":"#N/A"}},{"$error":"#N/A"},null,{"$error":"#N/A"},1,null,null,null,{"$f":"IFERROR(IF(AND(INDEX(Inventory!CA:CA,MATCH('Inspection Form'!B910,Inventory!B:B,0))=\"Not Qualified\",INDEX(Inventory!L:L,MATCH('Inspection Form'!B910,Inventory!B:B,0))<>\"\",$Q$5<>\"Pre\"),0,BY910*BZ910), 0)","v":0},null,{"$error":"#DIV/0!"},{"$error":"#DIV/0!"},907]
[null,909,null,null,null,null,null,null,null,null,null,null,null,null,null,null,null,null,null,null,null,null,null,null,null,null,null,null,null,null,null,null,null,null,null,null,null,null,null,null,null,null,null,null,null,null,null,null,null,null,null,null,null,null,null,null,null,null,null,null,null,null,null,null,null,null,null,null,null,null,null,null,null,{"$f":"INDEX('Fixture Descriptions'!A:K,MATCH('Inspection Form'!H913,'Fixture Descriptions'!A:A,0),8)","v":{"$error":"#N/A"}},{"$error":"#N/A"},null,{"$error":"#N/A"},1,null,null,null,{"$f":"IFERROR(IF(AND(INDEX(Inventory!CA:CA,MATCH('Inspection Form'!B913,Inventory!B:B,0))=\"Not Qualified\",INDEX(Inventory!L:L,MATCH('Inspection Form'!B913,Inventory!B:B,0))<>\"\",$Q$5<>\"Pre\"),0,BY913*BZ913), 0)","v":0},null,{"$error":"#DIV/0!"},{"$error":"#DIV/0!"},910]
[null,910,null,null,null,null,null,null,null,null,null,null,null,null,null,null,null,null,null,null,null,null,null,null,null,null,null,null,null,null,null,null,null,null,null,null,null,null,null,null,null,null,null,null,null,null,null,null,null,null,null,null,null,null,null,null,null,null,null,null,null,null,null,null,null,null,null,null,null,null,null,null,null,{"$f":"INDEX('Fixture Descriptions'!A:K,MATCH('Inspection Form'!H914,'Fixture Descriptions'!A:A,0),8)","v":{"$error":"#N/A"}},{"$error":"#N/A"},null,{"$error":"#N/A"},1,null,null,null,{"$f":"IFERROR(IF(AND(INDEX(Inventory!CA:CA,MATCH('Inspection Form'!B914,Inventory!B:B,0))=\"Not Qualified\",INDEX(Inventory!L:L,MATCH('Inspection Form'!B914,Inventory!B:B,0))<>\"\",$Q$5<>\"Pre\"),0,BY914*BZ914), 0)","v":0},null,{"$error":"#DIV/0!"},{"$error":"#DIV/0!"},911]
[null,912,null,null,null,null,null,null,null,null,null,null,null,null,null,null,null,null,null,null,null,null,null,null,null,null,null,null,null,null,null,null,null,null,null,null,null,null,null,null,null,null,null,null,null,null,null,null,null,null,null,null,null,null,null,null,null,null,null,null,null,null,null,null,null,null,null,null,null,null,null,null,null,{"$f":"INDEX('Fixture Descriptions'!A:K,MATCH('Inspection Form'!H916,'Fixture Descriptions'!A:A,0),8)","v":{"$error":"#N/A"}},{"$error":"#N/A"},null,{"$error":"#N/A"},1,null,null,null,{"$f":"IFERROR(IF(AND(INDEX(Inventory!CA:CA,MATCH('Inspection Form'!B916,Inventory!B:B,0))=\"Not Qualified\",INDEX(Inventory!L:L,MATCH('Inspection Form'!B916,Inventory!B:B,0))<>\"\",$Q$5<>\"Pre\"),0,BY916*BZ916), 0)","v":0},null,{"$error":"#DIV/0!"},{"$error":"#DIV/0!"},913]
[null,913,null,null,null,null,null,null,null,null,null,null,null,null,null,null,null,null,null,null,null,null,null,null,null,null,null,null,null,null,null,null,null,null,null,null,null,null,null,null,null,null,null,null,null,null,null,null,null,null,null,null,null,null,null,null,null,null,null,null,null,null,null,null,null,null,null,null,null,null,null,null,null,{"$f":"INDEX('Fixture Descriptions'!A:K,MATCH('Inspection Form'!H917,'Fixture Descriptions'!A:A,0),8)","v":{"$error":"#N/A"}},{"$error":"#N/A"},null,{"$error":"#N/A"},1,null,null,null,{"$f":"IFERROR(IF(AND(INDEX(Inventory!CA:CA,MATCH('Inspection Form'!B917,Inventory!B:B,0))=\"Not Qualified\",INDEX(Inventory!L:L,MATCH('Inspection Form'!B917,Inventory!B:B,0))<>\"\",$Q$5<>\"Pre\"),0,BY917*BZ917), 0)","v":0},null,{"$error":"#DIV/0!"},{"$error":"#DIV/0!"},914]
[null,916,null,null,null,null,null,null,null,null,null,null,null,null,null,null,null,null,null,null,null,null,null,null,null,null,null,null,null,null,null,null,null,null,null,null,null,null,null,null,null,null,null,null,null,null,null,null,null,null,null,null,null,null,null,null,null,null,null,null,null,null,null,null,null,null,null,null,null,null,null,null,null,{"$f":"INDEX('Fixture Descriptions'!A:K,MATCH('Inspection Form'!H920,'Fixture Descriptions'!A:A,0),8)","v":{"$error":"#N/A"}},{"$error":"#N/A"},null,{"$error":"#N/A"},1,null,null,null,{"$f":"IFERROR(IF(AND(INDEX(Inventory!CA:CA,MATCH('Inspection Form'!B920,Inventory!B:B,0))=\"Not Qualified\",INDEX(Inventory!L:L,MATCH('Inspection Form'!B920,Inventory!B:B,0))<>\"\",$Q$5<>\"Pre\"),0,BY920*BZ920), 0)","v":0},null,{"$error":"#DIV/0!"},{"$error":"#DIV/0!"},917]
[null,917,null,null,null,null,null,null,null,null,null,null,null,null,null,null,null,null,null,null,null,null,null,null,null,null,null,null,null,null,null,null,null,null,null,null,null,null,null,null,null,null,null,null,null,null,null,null,null,null,null,null,null,null,null,null,null,null,null,null,null,null,null,null,null,null,null,null,null,null,null,null,null,{"$f":"INDEX('Fixture Descriptions'!A:K,MATCH('Inspection Form'!H921,'Fixture Descriptions'!A:A,0),8)","v":{"$error":"#N/A"}},{"$error":"#N/A"},null,{"$error":"#N/A"},1,null,null,null,{"$f":"IFERROR(IF(AND(INDEX(Inventory!CA:CA,MATCH('Inspection Form'!B921,Inventory!B:B,0))=\"Not Qualified\",INDEX(Inventory!L:L,MATCH('Inspection Form'!B921,Inventory!B:B,0))<>\"\",$Q$5<>\"Pre\"),0,BY921*BZ921), 0)","v":0},null,{"$error":"#DIV/0!"},{"$error":"#DIV/0!"},918]
[null,919,null,null,null,null,null,null,null,null,null,null,null,null,null,null,null,null,null,null,null,null,null,null,null,null,null,null,null,null,null,null,null,null,null,null,null,null,null,null,null,null,null,null,null,null,null,null,null,null,null,null,null,null,null,null,null,null,null,null,null,null,null,null,null,null,null,null,null,null,null,null,null,{"$f":"INDEX('Fixture Descriptions'!A:K,MATCH('Inspection Form'!H923,'Fixture Descriptions'!A:A,0),8)","v":{"$error":"#N/A"}},{"$error":"#N/A"},null,{"$error":"#N/A"},1,null,null,null,{"$f":"IFERROR(IF(AND(INDEX(Inventory!CA:CA,MATCH('Inspection Form'!B923,Inventory!B:B,0))=\"Not Qualified\",INDEX(Inventory!L:L,MATCH('Inspection Form'!B923,Inventory!B:B,0))<>\"\",$Q$5<>\"Pre\"),0,BY923*BZ923), 0)","v":0},null,{"$error":"#DIV/0!"},{"$error":"#DIV/0!"},920]
[null,920,null,null,null,null,null,null,null,null,null,null,null,null,null,null,null,null,null,null,null,null,null,null,null,null,null,null,null,null,null,null,null,null,null,null,null,null,null,null,null,null,null,null,null,null,null,null,null,null,null,null,null,null,null,null,null,null,null,null,null,null,null,null,null,null,null,null,null,null,null,null,null,{"$f":"INDEX('Fixture Descriptions'!A:K,MATCH('Inspection Form'!H924,'Fixture Descriptions'!A:A,0),8)","v":{"$error":"#N/A"}},{"$error":"#N/A"},null,{"$error":"#N/A"},1,null,null,null,{"$f":"IFERROR(IF(AND(INDEX(Inventory!CA:CA,MATCH('Inspection Form'!B924,Inventory!B:B,0))=\"Not Qualified\",INDEX(Inventory!L:L,MATCH('Inspection Form'!B924,Inventory!B:B,0))<>\"\",$Q$5<>\"Pre\"),0,BY924*BZ924), 0)","v":0},null,{"$error":"#DIV/0!"},{"$error":"#DIV/0!"},921]
[null,923,null,null,null,null,null,null,null,null,null,null,null,null,null,null,null,null,null,null,null,null,null,null,null,null,null,null,null,null,null,null,null,null,null,null,null,null,null,null,null,null,null,null,null,null,null,null,null,null,null,null,null,null,null,null,null,null,null,null,null,null,null,null,null,null,null,null,null,null,null,null,null,{"$f":"INDEX('Fixture Descriptions'!A:K,MATCH('Inspection Form'!H927,'Fixture Descriptions'!A:A,0),8)","v":{"$error":"#N/A"}},{"$error":"#N/A"},null,{"$error":"#N/A"},1,null,null,null,{"$f":"IFERROR(IF(AND(INDEX(Inventory!CA:CA,MATCH('Inspection Form'!B927,Inventory!B:B,0))=\"Not Qualified\",INDEX(Inventory!L:L,MATCH('Inspection Form'!B927,Inventory!B:B,0))<>\"\",$Q$5<>\"Pre\"),0,BY927*BZ927), 0)","v":0},null,{"$error":"#DIV/0!"},{"$error":"#DIV/0!"},924]
[null,924,null,null,null,null,null,null,null,null,null,null,null,null,null,null,null,null,null,null,null,null,null,null,null,null,null,null,null,null,null,null,null,null,null,null,null,null,null,null,null,null,null,null,null,null,null,null,null,null,null,null,null,null,null,null,null,null,null,null,null,null,null,null,null,null,null,null,null,null,null,null,null,{"$f":"INDEX('Fixture Descriptions'!A:K,MATCH('Inspection Form'!H928,'Fixture Descriptions'!A:A,0),8)","v":{"$error":"#N/A"}},{"$error":"#N/A"},null,{"$error":"#N/A"},1,null,null,null,{"$f":"IFERROR(IF(AND(INDEX(Inventory!CA:CA,MATCH('Inspection Form'!B928,Inventory!B:B,0))=\"Not Qualified\",INDEX(Inventory!L:L,MATCH('Inspection Form'!B928,Inventory!B:B,0))<>\"\",$Q$5<>\"Pre\"),0,BY928*BZ928), 0)","v":0},null,{"$error":"#DIV/0!"},{"$error":"#DIV/0!"},925]
[null,926,null,null,null,null,null,null,null,null,null,null,null,null,null,null,null,null,null,null,null,null,null,null,null,null,null,null,null,null,null,null,null,null,null,null,null,null,null,null,null,null,null,null,null,null,null,null,null,null,null,null,null,null,null,null,null,null,null,null,null,null,null,null,null,null,null,null,null,null,null,null,null,{"$f":"INDEX('Fixture Descriptions'!A:K,MATCH('Inspection Form'!H930,'Fixture Descriptions'!A:A,0),8)","v":{"$error":"#N/A"}},{"$error":"#N/A"},null,{"$error":"#N/A"},1,null,null,null,{"$f":"IFERROR(IF(AND(INDEX(Inventory!CA:CA,MATCH('Inspection Form'!B930,Inventory!B:B,0))=\"Not Qualified\",INDEX(Inventory!L:L,MATCH('Inspection Form'!B930,Inventory!B:B,0))<>\"\",$Q$5<>\"Pre\"),0,BY930*BZ930), 0)","v":0},null,{"$error":"#DIV/0!"},{"$error":"#DIV/0!"},927]
[null,927,null,null,null,null,null,null,null,null,null,null,null,null,null,null,null,null,null,null,null,null,null,null,null,null,null,null,null,null,null,null,null,null,null,null,null,null,null,null,null,null,null,null,null,null,null,null,null,null,null,null,null,null,null,null,null,null,null,null,null,null,null,null,null,null,null,null,null,null,null,null,null,{"$f":"INDEX('Fixture Descriptions'!A:K,MATCH('Inspection Form'!H931,'Fixture Descriptions'!A:A,0),8)","v":{"$error":"#N/A"}},{"$error":"#N/A"},null,{"$error":"#N/A"},1,null,null,null,{"$f":"IFERROR(IF(AND(INDEX(Inventory!CA:CA,MATCH('Inspection Form'!B931,Inventory!B:B,0))=\"Not Qualified\",INDEX(Inventory!L:L,MATCH('Inspection Form'!B931,Inventory!B:B,0))<>\"\",$Q$5<>\"Pre\"),0,BY931*BZ931), 0)","v":0},null,{"$error":"#DIV/0!"},{"$error":"#DIV/0!"},928]
[null,930,null,null,null,null,null,null,null,null,null,null,null,null,null,null,null,null,null,null,null,null,null,null,null,null,null,null,null,null,null,null,null,null,null,null,null,null,null,null,null,null,null,null,null,null,null,null,null,null,null,null,null,null,null,null,null,null,null,null,null,null,null,null,null,null,null,null,null,null,null,null,null,{"$f":"INDEX('Fixture Descriptions'!A:K,MATCH('Inspection Form'!H934,'Fixture Descriptions'!A:A,0),8)","v":{"$error":"#N/A"}},{"$error":"#N/A"},null,{"$error":"#N/A"},1,null,null,null,{"$f":"IFERROR(IF(AND(INDEX(Inventory!CA:CA,MATCH('Inspection Form'!B934,Inventory!B:B,0))=\"Not Qualified\",INDEX(Inventory!L:L,MATCH('Inspection Form'!B934,Inventory!B:B,0))<>\"\",$Q$5<>\"Pre\"),0,BY934*BZ934), 0)","v":0},null,{"$error":"#DIV/0!"},{"$error":"#DIV/0!"},931]
[null,931,null,null,null,null,null,null,null,null,null,null,null,null,null,null,null,null,null,null,null,null,null,null,null,null,null,null,null,null,null,null,null,null,null,null,null,null,null,null,null,null,null,null,null,null,null,null,null,null,null,null,null,null,null,null,null,null,null,null,null,null,null,null,null,null,null,null,null,null,null,null,null,{"$f":"INDEX('Fixture Descriptions'!A:K,MATCH('Inspection Form'!H935,'Fixture Descriptions'!A:A,0),8)","v":{"$error":"#N/A"}},{"$error":"#N/A"},null,{"$error":"#N/A"},1,null,null,null,{"$f":"IFERROR(IF(AND(INDEX(Inventory!CA:CA,MATCH('Inspection Form'!B935,Inventory!B:B,0))=\"Not Qualified\",INDEX(Inventory!L:L,MATCH('Inspection Form'!B935,Inventory!B:B,0))<>\"\",$Q$5<>\"Pre\"),0,BY935*BZ935), 0)","v":0},null,{"$error":"#DIV/0!"},{"$error":"#DIV/0!"},932]
[null,933,null,null,null,null,null,null,null,null,null,null,null,null,null,null,null,null,null,null,null,null,null,null,null,null,null,null,null,null,null,null,null,null,null,null,null,null,null,null,null,null,null,null,null,null,null,null,null,null,null,null,null,null,null,null,null,null,null,null,null,null,null,null,null,null,null,null,null,null,null,null,null,{"$f":"INDEX('Fixture Descriptions'!A:K,MATCH('Inspection Form'!H937,'Fixture Descriptions'!A:A,0),8)","v":{"$error":"#N/A"}},{"$error":"#N/A"},null,{"$error":"#N/A"},1,null,null,null,{"$f":"IFERROR(IF(AND(INDEX(Inventory!CA:CA,MATCH('Inspection Form'!B937,Inventory!B:B,0))=\"Not Qualified\",INDEX(Inventory!L:L,MATCH('Inspection Form'!B937,Inventory!B:B,0))<>\"\",$Q$5<>\"Pre\"),0,BY937*BZ937), 0)","v":0},null,{"$error":"#DIV/0!"},{"$error":"#DIV/0!"},934]
[null,934,null,null,null,null,null,null,null,null,null,null,null,null,null,null,null,null,null,null,null,null,null,null,null,null,null,null,null,null,null,null,null,null,null,null,null,null,null,null,null,null,null,null,null,null,null,null,null,null,null,null,null,null,null,null,null,null,null,null,null,null,null,null,null,null,null,null,null,null,null,null,null,{"$f":"INDEX('Fixture Descriptions'!A:K,MATCH('Inspection Form'!H938,'Fixture Descriptions'!A:A,0),8)","v":{"$error":"#N/A"}},{"$error":"#N/A"},null,{"$error":"#N/A"},1,null,null,null,{"$f":"IFERROR(IF(AND(INDEX(Inventory!CA:CA,MATCH('Inspection Form'!B938,Inventory!B:B,0))=\"Not Qualified\",INDEX(Inventory!L:L,MATCH('Inspection Form'!B938,Inventory!B:B,0))<>\"\",$Q$5<>\"Pre\"),0,BY938*BZ938), 0)","v":0},null,{"$error":"#DIV/0!"},{"$error":"#DIV/0!"},935]
[null,937,null,null,null,null,null,null,null,null,null,null,null,null,null,null,null,null,null,null,null,null,null,null,null,null,null,null,null,null,null,null,null,null,null,null,null,null,null,null,null,null,null,null,null,null,null,null,null,null,null,null,null,null,null,null,null,null,null,null,null,null,null,null,null,null,null,null,null,null,null,null,null,{"$f":"INDEX('Fixture Descriptions'!A:K,MATCH('Inspection Form'!H941,'Fixture Descriptions'!A:A,0),8)","v":{"$error":"#N/A"}},{"$error":"#N/A"},null,{"$error":"#N/A"},1,null,null,null,{"$f":"IFERROR(IF(AND(INDEX(Inventory!CA:CA,MATCH('Inspection Form'!B941,Inventory!B:B,0))=\"Not Qualified\",INDEX(Inventory!L:L,MATCH('Inspection Form'!B941,Inventory!B:B,0))<>\"\",$Q$5<>\"Pre\"),0,BY941*BZ941), 0)","v":0},null,{"$error":"#DIV/0!"},{"$error":"#DIV/0!"},938]
[null,938,null,null,null,null,null,null,null,null,null,null,null,null,null,null,null,null,null,null,null,null,null,null,null,null,null,null,null,null,null,null,null,null,null,null,null,null,null,null,null,null,null,null,null,null,null,null,null,null,null,null,null,null,null,null,null,null,null,null,null,null,null,null,null,null,null,null,null,null,null,null,null,{"$f":"INDEX('Fixture Descriptions'!A:K,MATCH('Inspection Form'!H942,'Fixture Descriptions'!A:A,0),8)","v":{"$error":"#N/A"}},{"$error":"#N/A"},null,{"$error":"#N/A"},1,null,null,null,{"$f":"IFERROR(IF(AND(INDEX(Inventory!CA:CA,MATCH('Inspection Form'!B942,Inventory!B:B,0))=\"Not Qualified\",INDEX(Inventory!L:L,MATCH('Inspection Form'!B942,Inventory!B:B,0))<>\"\",$Q$5<>\"Pre\"),0,BY942*BZ942), 0)","v":0},null,{"$error":"#DIV/0!"},{"$error":"#DIV/0!"},939]
[null,940,null,null,null,null,null,null,null,null,null,null,null,null,null,null,null,null,null,null,null,null,null,null,null,null,null,null,null,null,null,null,null,null,null,null,null,null,null,null,null,null,null,null,null,null,null,null,null,null,null,null,null,null,null,null,null,null,null,null,null,null,null,null,null,null,null,null,null,null,null,null,null,{"$f":"INDEX('Fixture Descriptions'!A:K,MATCH('Inspection Form'!H944,'Fixture Descriptions'!A:A,0),8)","v":{"$error":"#N/A"}},{"$error":"#N/A"},null,{"$error":"#N/A"},1,null,null,null,{"$f":"IFERROR(IF(AND(INDEX(Inventory!CA:CA,MATCH('Inspection Form'!B944,Inventory!B:B,0))=\"Not Qualified\",INDEX(Inventory!L:L,MATCH('Inspection Form'!B944,Inventory!B:B,0))<>\"\",$Q$5<>\"Pre\"),0,BY944*BZ944), 0)","v":0},null,{"$error":"#DIV/0!"},{"$error":"#DIV/0!"},941]
[null,941,null,null,null,null,null,null,null,null,null,null,null,null,null,null,null,null,null,null,null,null,null,null,null,null,null,null,null,null,null,null,null,null,null,null,null,null,null,null,null,null,null,null,null,null,null,null,null,null,null,null,null,null,null,null,null,null,null,null,null,null,null,null,null,null,null,null,null,null,null,null,null,{"$f":"INDEX('Fixture Descriptions'!A:K,MATCH('Inspection Form'!H945,'Fixture Descriptions'!A:A,0),8)","v":{"$error":"#N/A"}},{"$error":"#N/A"},null,{"$error":"#N/A"},1,null,null,null,{"$f":"IFERROR(IF(AND(INDEX(Inventory!CA:CA,MATCH('Inspection Form'!B945,Inventory!B:B,0))=\"Not Qualified\",INDEX(Inventory!L:L,MATCH('Inspection Form'!B945,Inventory!B:B,0))<>\"\",$Q$5<>\"Pre\"),0,BY945*BZ945), 0)","v":0},null,{"$error":"#DIV/0!"},{"$error":"#DIV/0!"},942]
[null,944,null,null,null,null,null,null,null,null,null,null,null,null,null,null,null,null,null,null,null,null,null,null,null,null,null,null,null,null,null,null,null,null,null,null,null,null,null,null,null,null,null,null,null,null,null,null,null,null,null,null,null,null,null,null,null,null,null,null,null,null,null,null,null,null,null,null,null,null,null,null,null,{"$f":"INDEX('Fixture Descriptions'!A:K,MATCH('Inspection Form'!H948,'Fixture Descriptions'!A:A,0),8)","v":{"$error":"#N/A"}},{"$error":"#N/A"},null,{"$error":"#N/A"},1,null,null,null,{"$f":"IFERROR(IF(AND(INDEX(Inventory!CA:CA,MATCH('Inspection Form'!B948,Inventory!B:B,0))=\"Not Qualified\",INDEX(Inventory!L:L,MATCH('Inspection Form'!B948,Inventory!B:B,0))<>\"\",$Q$5<>\"Pre\"),0,BY948*BZ948), 0)","v":0},null,{"$error":"#DIV/0!"},{"$error":"#DIV/0!"},945]
[null,945,null,null,null,null,null,null,null,null,null,null,null,null,null,null,null,null,null,null,null,null,null,null,null,null,null,null,null,null,null,null,null,null,null,null,null,null,null,null,null,null,null,null,null,null,null,null,null,null,null,null,null,null,null,null,null,null,null,null,null,null,null,null,null,null,null,null,null,null,null,null,null,{"$f":"INDEX('Fixture Descriptions'!A:K,MATCH('Inspection Form'!H949,'Fixture Descriptions'!A:A,0),8)","v":{"$error":"#N/A"}},{"$error":"#N/A"},null,{"$error":"#N/A"},1,null,null,null,{"$f":"IFERROR(IF(AND(INDEX(Inventory!CA:CA,MATCH('Inspection Form'!B949,Inventory!B:B,0))=\"Not Qualified\",INDEX(Inventory!L:L,MATCH('Inspection Form'!B949,Inventory!B:B,0))<>\"\",$Q$5<>\"Pre\"),0,BY949*BZ949), 0)","v":0},null,{"$error":"#DIV/0!"},{"$error":"#DIV/0!"},946]
[null,947,null,null,null,null,null,null,null,null,null,null,null,null,null,null,null,null,null,null,null,null,null,null,null,null,null,null,null,null,null,null,null,null,null,null,null,null,null,null,null,null,null,null,null,null,null,null,null,null,null,null,null,null,null,null,null,null,null,null,null,null,null,null,null,null,null,null,null,null,null,null,null,{"$f":"INDEX('Fixture Descriptions'!A:K,MATCH('Inspection Form'!H951,'Fixture Descriptions'!A:A,0),8)","v":{"$error":"#N/A"}},{"$error":"#N/A"},null,{"$error":"#N/A"},1,null,null,null,{"$f":"IFERROR(IF(AND(INDEX(Inventory!CA:CA,MATCH('Inspection Form'!B951,Inventory!B:B,0))=\"Not Qualified\",INDEX(Inventory!L:L,MATCH('Inspection Form'!B951,Inventory!B:B,0))<>\"\",$Q$5<>\"Pre\"),0,BY951*BZ951), 0)","v":0},null,{"$error":"#DIV/0!"},{"$error":"#DIV/0!"},948]
[null,948,null,null,null,null,null,null,null,null,null,null,null,null,null,null,null,null,null,null,null,null,null,null,null,null,null,null,null,null,null,null,null,null,null,null,null,null,null,null,null,null,null,null,null,null,null,null,null,null,null,null,null,null,null,null,null,null,null,null,null,null,null,null,null,null,null,null,null,null,null,null,null,{"$f":"INDEX('Fixture Descriptions'!A:K,MATCH('Inspection Form'!H952,'Fixture Descriptions'!A:A,0),8)","v":{"$error":"#N/A"}},{"$error":"#N/A"},null,{"$error":"#N/A"},1,null,null,null,{"$f":"IFERROR(IF(AND(INDEX(Inventory!CA:CA,MATCH('Inspection Form'!B952,Inventory!B:B,0))=\"Not Qualified\",INDEX(Inventory!L:L,MATCH('Inspection Form'!B952,Inventory!B:B,0))<>\"\",$Q$5<>\"Pre\"),0,BY952*BZ952), 0)","v":0},null,{"$error":"#DIV/0!"},{"$error":"#DIV/0!"},949]
[null,951,null,null,null,null,null,null,null,null,null,null,null,null,null,null,null,null,null,null,null,null,null,null,null,null,null,null,null,null,null,null,null,null,null,null,null,null,null,null,null,null,null,null,null,null,null,null,null,null,null,null,null,null,null,null,null,null,null,null,null,null,null,null,null,null,null,null,null,null,null,null,null,{"$f":"INDEX('Fixture Descriptions'!A:K,MATCH('Inspection Form'!H955,'Fixture Descriptions'!A:A,0),8)","v":{"$error":"#N/A"}},{"$error":"#N/A"},null,{"$error":"#N/A"},1,null,null,null,{"$f":"IFERROR(IF(AND(INDEX(Inventory!CA:CA,MATCH('Inspection Form'!B955,Inventory!B:B,0))=\"Not Qualified\",INDEX(Inventory!L:L,MATCH('Inspection Form'!B955,Inventory!B:B,0))<>\"\",$Q$5<>\"Pre\"),0,BY955*BZ955), 0)","v":0},null,{"$error":"#DIV/0!"},{"$error":"#DIV/0!"},952]
[null,952,null,null,null,null,null,null,null,null,null,null,null,null,null,null,null,null,null,null,null,null,null,null,null,null,null,null,null,null,null,null,null,null,null,null,null,null,null,null,null,null,null,null,null,null,null,null,null,null,null,null,null,null,null,null,null,null,null,null,null,null,null,null,null,null,null,null,null,null,null,null,null,{"$f":"INDEX('Fixture Descriptions'!A:K,MATCH('Inspection Form'!H956,'Fixture Descriptions'!A:A,0),8)","v":{"$error":"#N/A"}},{"$error":"#N/A"},null,{"$error":"#N/A"},1,null,null,null,{"$f":"IFERROR(IF(AND(INDEX(Inventory!CA:CA,MATCH('Inspection Form'!B956,Inventory!B:B,0))=\"Not Qualified\",INDEX(Inventory!L:L,MATCH('Inspection Form'!B956,Inventory!B:B,0))<>\"\",$Q$5<>\"Pre\"),0,BY956*BZ956), 0)","v":0},null,{"$error":"#DIV/0!"},{"$error":"#DIV/0!"},953]
[null,954,null,null,null,null,null,null,null,null,null,null,null,null,null,null,null,null,null,null,null,null,null,null,null,null,null,null,null,null,null,null,null,null,null,null,null,null,null,null,null,null,null,null,null,null,null,null,null,null,null,null,null,null,null,null,null,null,null,null,null,null,null,null,null,null,null,null,null,null,null,null,null,{"$f":"INDEX('Fixture Descriptions'!A:K,MATCH('Inspection Form'!H958,'Fixture Descriptions'!A:A,0),8)","v":{"$error":"#N/A"}},{"$error":"#N/A"},null,{"$error":"#N/A"},1,null,null,null,{"$f":"IFERROR(IF(AND(INDEX(Inventory!CA:CA,MATCH('Inspection Form'!B958,Inventory!B:B,0))=\"Not Qualified\",INDEX(Inventory!L:L,MATCH('Inspection Form'!B958,Inventory!B:B,0))<>\"\",$Q$5<>\"Pre\"),0,BY958*BZ958), 0)","v":0},null,{"$error":"#DIV/0!"},{"$error":"#DIV/0!"},955]
[null,955,null,null,null,null,null,null,null,null,null,null,null,null,null,null,null,null,null,null,null,null,null,null,null,null,null,null,null,null,null,null,null,null,null,null,null,null,null,null,null,null,null,null,null,null,null,null,null,null,null,null,null,null,null,null,null,null,null,null,null,null,null,null,null,null,null,null,null,null,null,null,null,{"$f":"INDEX('Fixture Descriptions'!A:K,MATCH('Inspection Form'!H959,'Fixture Descriptions'!A:A,0),8)","v":{"$error":"#N/A"}},{"$error":"#N/A"},null,{"$error":"#N/A"},1,null,null,null,{"$f":"IFERROR(IF(AND(INDEX(Inventory!CA:CA,MATCH('Inspection Form'!B959,Inventory!B:B,0))=\"Not Qualified\",INDEX(Inventory!L:L,MATCH('Inspection Form'!B959,Inventory!B:B,0))<>\"\",$Q$5<>\"Pre\"),0,BY959*BZ959), 0)","v":0},null,{"$error":"#DIV/0!"},{"$error":"#DIV/0!"},956]
[null,958,null,null,null,null,null,null,null,null,null,null,null,null,null,null,null,null,null,null,null,null,null,null,null,null,null,null,null,null,null,null,null,null,null,null,null,null,null,null,null,null,null,null,null,null,null,null,null,null,null,null,null,null,null,null,null,null,null,null,null,null,null,null,null,null,null,null,null,null,null,null,null,{"$f":"INDEX('Fixture Descriptions'!A:K,MATCH('Inspection Form'!H962,'Fixture Descriptions'!A:A,0),8)","v":{"$error":"#N/A"}},{"$error":"#N/A"},null,{"$error":"#N/A"},1,null,null,null,{"$f":"IFERROR(IF(AND(INDEX(Inventory!CA:CA,MATCH('Inspection Form'!B962,Inventory!B:B,0))=\"Not Qualified\",INDEX(Inventory!L:L,MATCH('Inspection Form'!B962,Inventory!B:B,0))<>\"\",$Q$5<>\"Pre\"),0,BY962*BZ962), 0)","v":0},null,{"$error":"#DIV/0!"},{"$error":"#DIV/0!"},959]
[null,959,null,null,null,null,null,null,null,null,null,null,null,null,null,null,null,null,null,null,null,null,null,null,null,null,null,null,null,null,null,null,null,null,null,null,null,null,null,null,null,null,null,null,null,null,null,null,null,null,null,null,null,null,null,null,null,null,null,null,null,null,null,null,null,null,null,null,null,null,null,null,null,{"$f":"INDEX('Fixture Descriptions'!A:K,MATCH('Inspection Form'!H963,'Fixture Descriptions'!A:A,0),8)","v":{"$error":"#N/A"}},{"$error":"#N/A"},null,{"$error":"#N/A"},1,null,null,null,{"$f":"IFERROR(IF(AND(INDEX(Inventory!CA:CA,MATCH('Inspection Form'!B963,Inventory!B:B,0))=\"Not Qualified\",INDEX(Inventory!L:L,MATCH('Inspection Form'!B963,Inventory!B:B,0))<>\"\",$Q$5<>\"Pre\"),0,BY963*BZ963), 0)","v":0},null,{"$error":"#DIV/0!"},{"$error":"#DIV/0!"},960]
[null,961,null,null,null,null,null,null,null,null,null,null,null,null,null,null,null,null,null,null,null,null,null,null,null,null,null,null,null,null,null,null,null,null,null,null,null,null,null,null,null,null,null,null,null,null,null,null,null,null,null,null,null,null,null,null,null,null,null,null,null,null,null,null,null,null,null,null,null,null,null,null,null,{"$f":"INDEX('Fixture Descriptions'!A:K,MATCH('Inspection Form'!H965,'Fixture Descriptions'!A:A,0),8)","v":{"$error":"#N/A"}},{"$error":"#N/A"},null,{"$error":"#N/A"},1,null,null,null,{"$f":"IFERROR(IF(AND(INDEX(Inventory!CA:CA,MATCH('Inspection Form'!B965,Inventory!B:B,0))=\"Not Qualified\",INDEX(Inventory!L:L,MATCH('Inspection Form'!B965,Inventory!B:B,0))<>\"\",$Q$5<>\"Pre\"),0,BY965*BZ965), 0)","v":0},null,{"$error":"#DIV/0!"},{"$error":"#DIV/0!"},962]
[null,962,null,null,null,null,null,null,null,null,null,null,null,null,null,null,null,null,null,null,null,null,null,null,null,null,null,null,null,null,null,null,null,null,null,null,null,null,null,null,null,null,null,null,null,null,null,null,null,null,null,null,null,null,null,null,null,null,null,null,null,null,null,null,null,null,null,null,null,null,null,null,null,{"$f":"INDEX('Fixture Descriptions'!A:K,MATCH('Inspection Form'!H966,'Fixture Descriptions'!A:A,0),8)","v":{"$error":"#N/A"}},{"$error":"#N/A"},null,{"$f":"BW966","v":{"$error":"#N/A"}},1,null,null,null,{"$f":"IFERROR(IF(AND(INDEX(Inventory!CA:CA,MATCH('Inspection Form'!B966,Inventory!B:B,0))=\"Not Qualified\",INDEX(Inventory!L:L,MATCH('Inspection Form'!B966,Inventory!B:B,0))<>\"\",$Q$5<>\"Pre\"),0,BY966*BZ966), 0)","v":0},null,{"$error":"#DIV/0!"},{"$error":"#DIV/0!"},963]
[null,965,null,null,null,null,null,null,null,null,null,null,null,null,null,null,null,null,null,null,null,null,null,null,null,null,null,null,null,null,null,null,null,null,null,null,null,null,null,null,null,null,null,null,null,null,null,null,null,null,null,null,null,null,null,null,null,null,null,null,null,null,null,null,null,null,null,null,null,null,null,null,null,{"$f":"INDEX('Fixture Descriptions'!A:K,MATCH('Inspection Form'!H969,'Fixture Descriptions'!A:A,0),8)","v":{"$error":"#N/A"}},{"$error":"#N/A"},null,{"$error":"#N/A"},1,null,null,null,{"$f":"IFERROR(IF(AND(INDEX(Inventory!CA:CA,MATCH('Inspection Form'!B969,Inventory!B:B,0))=\"Not Qualified\",INDEX(Inventory!L:L,MATCH('Inspection Form'!B969,Inventory!B:B,0))<>\"\",$Q$5<>\"Pre\"),0,BY969*BZ969), 0)","v":0},null,{"$error":"#DIV/0!"},{"$error":"#DIV/0!"},966]
[null,966,null,null,null,null,null,null,null,null,null,null,null,null,null,null,null,null,null,null,null,null,null,null,null,null,null,null,null,null,null,null,null,null,null,null,null,null,null,null,null,null,null,null,null,null,null,null,null,null,null,null,null,null,null,null,null,null,null,null,null,null,null,null,null,null,null,null,null,null,null,null,null,{"$f":"INDEX('Fixture Descriptions'!A:K,MATCH('Inspection Form'!H970,'Fixture Descriptions'!A:A,0),8)","v":{"$error":"#N/A"}},{"$error":"#N/A"},null,{"$error":"#N/A"},1,null,null,null,{"$f":"IFERROR(IF(AND(INDEX(Inventory!CA:CA,MATCH('Inspection Form'!B970,Inventory!B:B,0))=\"Not Qualified\",INDEX(Inventory!L:L,MATCH('Inspection Form'!B970,Inventory!B:B,0))<>\"\",$Q$5<>\"Pre\"),0,BY970*BZ970), 0)","v":0},null,{"$error":"#DIV/0!"},{"$error":"#DIV/0!"},967]
[null,968,null,null,null,null,null,null,null,null,null,null,null,null,null,null,null,null,null,null,null,null,null,null,null,null,null,null,null,null,null,null,null,null,null,null,null,null,null,null,null,null,null,null,null,null,null,null,null,null,null,null,null,null,null,null,null,null,null,null,null,null,null,null,null,null,null,null,null,null,null,null,null,{"$f":"INDEX('Fixture Descriptions'!A:K,MATCH('Inspection Form'!H972,'Fixture Descriptions'!A:A,0),8)","v":{"$error":"#N/A"}},{"$error":"#N/A"},null,{"$error":"#N/A"},1,null,null,null,{"$f":"IFERROR(IF(AND(INDEX(Inventory!CA:CA,MATCH('Inspection Form'!B972,Inventory!B:B,0))=\"Not Qualified\",INDEX(Inventory!L:L,MATCH('Inspection Form'!B972,Inventory!B:B,0))<>\"\",$Q$5<>\"Pre\"),0,BY972*BZ972), 0)","v":0},null,{"$error":"#DIV/0!"},{"$error":"#DIV/0!"},969]
[null,969,null,null,null,null,null,null,null,null,null,null,null,null,null,null,null,null,null,null,null,null,null,null,null,null,null,null,null,null,null,null,null,null,null,null,null,null,null,null,null,null,null,null,null,null,null,null,null,null,null,null,null,null,null,null,null,null,null,null,null,null,null,null,null,null,null,null,null,null,null,null,null,{"$f":"INDEX('Fixture Descriptions'!A:K,MATCH('Inspection Form'!H973,'Fixture Descriptions'!A:A,0),8)","v":{"$error":"#N/A"}},{"$error":"#N/A"},null,{"$error":"#N/A"},1,null,null,null,{"$f":"IFERROR(IF(AND(INDEX(Inventory!CA:CA,MATCH('Inspection Form'!B973,Inventory!B:B,0))=\"Not Qualified\",INDEX(Inventory!L:L,MATCH('Inspection Form'!B973,Inventory!B:B,0))<>\"\",$Q$5<>\"Pre\"),0,BY973*BZ973), 0)","v":0},null,{"$error":"#DIV/0!"},{"$error":"#DIV/0!"},970]
[null,972,null,null,null,null,null,null,null,null,null,null,null,null,null,null,null,null,null,null,null,null,null,null,null,null,null,null,null,null,null,null,null,null,null,null,null,null,null,null,null,null,null,null,null,null,null,null,null,null,null,null,null,null,null,null,null,null,null,null,null,null,null,null,null,null,null,null,null,null,null,null,null,{"$f":"INDEX('Fixture Descriptions'!A:K,MATCH('Inspection Form'!H976,'Fixture Descriptions'!A:A,0),8)","v":{"$error":"#N/A"}},{"$error":"#N/A"},null,{"$error":"#N/A"},1,null,null,null,{"$f":"IFERROR(IF(AND(INDEX(Inventory!CA:CA,MATCH('Inspection Form'!B976,Inventory!B:B,0))=\"Not Qualified\",INDEX(Inventory!L:L,MATCH('Inspection Form'!B976,Inventory!B:B,0))<>\"\",$Q$5<>\"Pre\"),0,BY976*BZ976), 0)","v":0},null,{"$error":"#DIV/0!"},{"$error":"#DIV/0!"},973]
[null,973,null,null,null,null,null,null,null,null,null,null,null,null,null,null,null,null,null,null,null,null,null,null,null,null,null,null,null,null,null,null,null,null,null,null,null,null,null,null,null,null,null,null,null,null,null,null,null,null,null,null,null,null,null,null,null,null,null,null,null,null,null,null,null,null,null,null,null,null,null,null,null,{"$f":"INDEX('Fixture Descriptions'!A:K,MATCH('Inspection Form'!H977,'Fixture Descriptions'!A:A,0),8)","v":{"$error":"#N/A"}},{"$error":"#N/A"},null,{"$error":"#N/A"},1,null,null,null,{"$f":"IFERROR(IF(AND(INDEX(Inventory!CA:CA,MATCH('Inspection Form'!B977,Inventory!B:B,0))=\"Not Qualified\",INDEX(Inventory!L:L,MATCH('Inspection Form'!B977,Inventory!B:B,0))<>\"\",$Q$5<>\"Pre\"),0,BY977*BZ977), 0)","v":0},null,{"$error":"#DIV/0!"},{"$error":"#DIV/0!"},974]
[null,975,null,null,null,null,null,null,null,null,null,null,null,null,null,null,null,null,null,null,null,null,null,null,null,null,null,null,null,null,null,null,null,null,null,null,null,null,null,null,null,null,null,null,null,null,null,null,null,null,null,null,null,null,null,null,null,null,null,null,null,null,null,null,null,null,null,null,null,null,null,null,null,{"$f":"INDEX('Fixture Descriptions'!A:K,MATCH('Inspection Form'!H979,'Fixture Descriptions'!A:A,0),8)","v":{"$error":"#N/A"}},{"$error":"#N/A"},null,{"$error":"#N/A"},1,null,null,null,{"$f":"IFERROR(IF(AND(INDEX(Inventory!CA:CA,MATCH('Inspection Form'!B979,Inventory!B:B,0))=\"Not Qualified\",INDEX(Inventory!L:L,MATCH('Inspection Form'!B979,Inventory!B:B,0))<>\"\",$Q$5<>\"Pre\"),0,BY979*BZ979), 0)","v":0},null,{"$error":"#DIV/0!"},{"$error":"#DIV/0!"},976]
[null,976,null,null,null,null,null,null,null,null,null,null,null,null,null,null,null,null,null,null,null,null,null,null,null,null,null,null,null,null,null,null,null,null,null,null,null,null,null,null,null,null,null,null,null,null,null,null,null,null,null,null,null,null,null,null,null,null,null,null,null,null,null,null,null,null,null,null,null,null,null,null,null,{"$f":"INDEX('Fixture Descriptions'!A:K,MATCH('Inspection Form'!H980,'Fixture Descriptions'!A:A,0),8)","v":{"$error":"#N/A"}},{"$error":"#N/A"},null,{"$error":"#N/A"},1,null,null,null,{"$f":"IFERROR(IF(AND(INDEX(Inventory!CA:CA,MATCH('Inspection Form'!B980,Inventory!B:B,0))=\"Not Qualified\",INDEX(Inventory!L:L,MATCH('Inspection Form'!B980,Inventory!B:B,0))<>\"\",$Q$5<>\"Pre\"),0,BY980*BZ980), 0)","v":0},null,{"$error":"#DIV/0!"},{"$error":"#DIV/0!"},977]
[null,979,null,null,null,null,null,null,null,null,null,null,null,null,null,null,null,null,null,null,null,null,null,null,null,null,null,null,null,null,null,null,null,null,null,null,null,null,null,null,null,null,null,null,null,null,null,null,null,null,null,null,null,null,null,null,null,null,null,null,null,null,null,null,null,null,null,null,null,null,null,null,null,{"$f":"INDEX('Fixture Descriptions'!A:K,MATCH('Inspection Form'!H983,'Fixture Descriptions'!A:A,0),8)","v":{"$error":"#N/A"}},{"$error":"#N/A"},null,{"$error":"#N/A"},1,null,null,null,{"$f":"IFERROR(IF(AND(INDEX(Inventory!CA:CA,MATCH('Inspection Form'!B983,Inventory!B:B,0))=\"Not Qualified\",INDEX(Inventory!L:L,MATCH('Inspection Form'!B983,Inventory!B:B,0))<>\"\",$Q$5<>\"Pre\"),0,BY983*BZ983), 0)","v":0},null,{"$error":"#DIV/0!"},{"$error":"#DIV/0!"},980]
[null,980,null,null,null,null,null,null,null,null,null,null,null,null,null,null,null,null,null,null,null,null,null,null,null,null,null,null,null,null,null,null,null,null,null,null,null,null,null,null,null,null,null,null,null,null,null,null,null,null,null,null,null,null,null,null,null,null,null,null,null,null,null,null,null,null,null,null,null,null,null,null,null,{"$f":"INDEX('Fixture Descriptions'!A:K,MATCH('Inspection Form'!H984,'Fixture Descriptions'!A:A,0),8)","v":{"$error":"#N/A"}},{"$error":"#N/A"},null,{"$error":"#N/A"},1,null,null,null,{"$f":"IFERROR(IF(AND(INDEX(Inventory!CA:CA,MATCH('Inspection Form'!B984,Inventory!B:B,0))=\"Not Qualified\",INDEX(Inventory!L:L,MATCH('Inspection Form'!B984,Inventory!B:B,0))<>\"\",$Q$5<>\"Pre\"),0,BY984*BZ984), 0)","v":0},null,{"$error":"#DIV/0!"},{"$error":"#DIV/0!"},981]
[null,982,null,null,null,null,null,null,null,null,null,null,null,null,null,null,null,null,null,null,null,null,null,null,null,null,null,null,null,null,null,null,null,null,null,null,null,null,null,null,null,null,null,null,null,null,null,null,null,null,null,null,null,null,null,null,null,null,null,null,null,null,null,null,null,null,null,null,null,null,null,null,null,{"$f":"INDEX('Fixture Descriptions'!A:K,MATCH('Inspection Form'!H986,'Fixture Descriptions'!A:A,0),8)","v":{"$error":"#N/A"}},{"$error":"#N/A"},null,{"$error":"#N/A"},1,null,null,null,{"$f":"IFERROR(IF(AND(INDEX(Inventory!CA:CA,MATCH('Inspection Form'!B986,Inventory!B:B,0))=\"Not Qualified\",INDEX(Inventory!L:L,MATCH('Inspection Form'!B986,Inventory!B:B,0))<>\"\",$Q$5<>\"Pre\"),0,BY986*BZ986), 0)","v":0},null,{"$error":"#DIV/0!"},{"$error":"#DIV/0!"},983]
[null,983,null,null,null,null,null,null,null,null,null,null,null,null,null,null,null,null,null,null,null,null,null,null,null,null,null,null,null,null,null,null,null,null,null,null,null,null,null,null,null,null,null,null,null,null,null,null,null,null,null,null,null,null,null,null,null,null,null,null,null,null,null,null,null,null,null,null,null,null,null,null,null,{"$f":"INDEX('Fixture Descriptions'!A:K,MATCH('Inspection Form'!H987,'Fixture Descriptions'!A:A,0),8)","v":{"$error":"#N/A"}},{"$error":"#N/A"},null,{"$error":"#N/A"},1,null,null,null,{"$f":"IFERROR(IF(AND(INDEX(Inventory!CA:CA,MATCH('Inspection Form'!B987,Inventory!B:B,0))=\"Not Qualified\",INDEX(Inventory!L:L,MATCH('Inspection Form'!B987,Inventory!B:B,0))<>\"\",$Q$5<>\"Pre\"),0,BY987*BZ987), 0)","v":0},null,{"$error":"#DIV/0!"},{"$error":"#DIV/0!"},984]
[null,986,null,null,null,null,null,null,null,null,null,null,null,null,null,null,null,null,null,null,null,null,null,null,null,null,null,null,null,null,null,null,null,null,null,null,null,null,null,null,null,null,null,null,null,null,null,null,null,null,null,null,null,null,null,null,null,null,null,null,null,null,null,null,null,null,null,null,null,null,null,null,null,{"$f":"INDEX('Fixture Descriptions'!A:K,MATCH('Inspection Form'!H990,'Fixture Descriptions'!A:A,0),8)","v":{"$error":"#N/A"}},{"$error":"#N/A"},null,{"$error":"#N/A"},1,null,null,null,{"$f":"IFERROR(IF(AND(INDEX(Inventory!CA:CA,MATCH('Inspection Form'!B990,Inventory!B:B,0))=\"Not Qualified\",INDEX(Inventory!L:L,MATCH('Inspection Form'!B990,Inventory!B:B,0))<>\"\",$Q$5<>\"Pre\"),0,BY990*BZ990), 0)","v":0},null,{"$error":"#DIV/0!"},{"$error":"#DIV/0!"},987]
[null,987,null,null,null,null,null,null,null,null,null,null,null,null,null,null,null,null,null,null,null,null,null,null,null,null,null,null,null,null,null,null,null,null,null,null,null,null,null,null,null,null,null,null,null,null,null,null,null,null,null,null,null,null,null,null,null,null,null,null,null,null,null,null,null,null,null,null,null,null,null,null,null,{"$f":"INDEX('Fixture Descriptions'!A:K,MATCH('Inspection Form'!H991,'Fixture Descriptions'!A:A,0),8)","v":{"$error":"#N/A"}},{"$error":"#N/A"},null,{"$error":"#N/A"},1,null,null,null,{"$f":"IFERROR(IF(AND(INDEX(Inventory!CA:CA,MATCH('Inspection Form'!B991,Inventory!B:B,0))=\"Not Qualified\",INDEX(Inventory!L:L,MATCH('Inspection Form'!B991,Inventory!B:B,0))<>\"\",$Q$5<>\"Pre\"),0,BY991*BZ991), 0)","v":0},null,{"$error":"#DIV/0!"},{"$error":"#DIV/0!"},988]
[null,989,null,null,null,null,null,null,null,null,null,null,null,null,null,null,null,null,null,null,null,null,null,null,null,null,null,null,null,null,null,null,null,null,null,null,null,null,null,null,null,null,null,null,null,null,null,null,null,null,null,null,null,null,null,null,null,null,null,null,null,null,null,null,null,null,null,null,null,null,null,null,null,{"$f":"INDEX('Fixture Descriptions'!A:K,MATCH('Inspection Form'!H993,'Fixture Descriptions'!A:A,0),8)","v":{"$error":"#N/A"}},{"$error":"#N/A"},null,{"$error":"#N/A"},1,null,null,null,{"$f":"IFERROR(IF(AND(INDEX(Inventory!CA:CA,MATCH('Inspection Form'!B993,Inventory!B:B,0))=\"Not Qualified\",INDEX(Inventory!L:L,MATCH('Inspection Form'!B993,Inventory!B:B,0))<>\"\",$Q$5<>\"Pre\"),0,BY993*BZ993), 0)","v":0},null,{"$error":"#DIV/0!"},{"$error":"#DIV/0!"},990]
[null,990,null,null,null,null,null,null,null,null,null,null,null,null,null,null,null,null,null,null,null,null,null,null,null,null,null,null,null,null,null,null,null,null,null,null,null,null,null,null,null,null,null,null,null,null,null,null,null,null,null,null,null,null,null,null,null,null,null,null,null,null,null,null,null,null,null,null,null,null,null,null,null,{"$f":"INDEX('Fixture Descriptions'!A:K,MATCH('Inspection Form'!H994,'Fixture Descriptions'!A:A,0),8)","v":{"$error":"#N/A"}},{"$error":"#N/A"},null,{"$error":"#N/A"},1,null,null,null,{"$f":"IFERROR(IF(AND(INDEX(Inventory!CA:CA,MATCH('Inspection Form'!B994,Inventory!B:B,0))=\"Not Qualified\",INDEX(Inventory!L:L,MATCH('Inspection Form'!B994,Inventory!B:B,0))<>\"\",$Q$5<>\"Pre\"),0,BY994*BZ994), 0)","v":0},null,{"$error":"#DIV/0!"},{"$error":"#DIV/0!"},991]
[null,993,null,null,null,null,null,null,null,null,null,null,null,null,null,null,null,null,null,null,null,null,null,null,null,null,null,null,null,null,null,null,null,null,null,null,null,null,null,null,null,null,null,null,null,null,null,null,null,null,null,null,null,null,null,null,null,null,null,null,null,null,null,null,null,null,null,null,null,null,null,null,null,{"$f":"INDEX('Fixture Descriptions'!A:K,MATCH('Inspection Form'!H997,'Fixture Descriptions'!A:A,0),8)","v":{"$error":"#N/A"}},{"$error":"#N/A"},null,{"$error":"#N/A"},1,null,null,null,{"$f":"IFERROR(IF(AND(INDEX(Inventory!CA:CA,MATCH('Inspection Form'!B997,Inventory!B:B,0))=\"Not Qualified\",INDEX(Inventory!L:L,MATCH('Inspection Form'!B997,Inventory!B:B,0))<>\"\",$Q$5<>\"Pre\"),0,BY997*BZ997), 0)","v":0},null,{"$error":"#DIV/0!"},{"$error":"#DIV/0!"},994]
[null,994,null,null,null,null,null,null,null,null,null,null,null,null,null,null,null,null,null,null,null,null,null,null,null,null,null,null,null,null,null,null,null,null,null,null,null,null,null,null,null,null,null,null,null,null,null,null,null,null,null,null,null,null,null,null,null,null,null,null,null,null,null,null,null,null,null,null,null,null,null,null,null,{"$f":"INDEX('Fixture Descriptions'!A:K,MATCH('Inspection Form'!H998,'Fixture Descriptions'!A:A,0),8)","v":{"$error":"#N/A"}},{"$error":"#N/A"},null,{"$error":"#N/A"},1,null,null,null,{"$f":"IFERROR(IF(AND(INDEX(Inventory!CA:CA,MATCH('Inspection Form'!B998,Inventory!B:B,0))=\"Not Qualified\",INDEX(Inventory!L:L,MATCH('Inspection Form'!B998,Inventory!B:B,0))<>\"\",$Q$5<>\"Pre\"),0,BY998*BZ998), 0)","v":0},null,{"$error":"#DIV/0!"},{"$error":"#DIV/0!"},995]
[null,997,null,null,null,null,null,null,null,null,null,null,null,null,null,null,null,null,null,null,null,null,null,null,null,null,null,null,null,null,null,null,null,null,null,null,null,null,null,null,null,null,null,null,null,null,null,null,null,null,null,null,null,null,null,null,null,null,null,null,null,null,null,null,null,null,null,null,null,null,null,null,null,{"$f":"INDEX('Fixture Descriptions'!A:K,MATCH('Inspection Form'!H1001,'Fixture Descriptions'!A:A,0),8)","v":{"$error":"#N/A"}},{"$error":"#N/A"},null,{"$error":"#N/A"},1,null,null,null,{"$f":"IFERROR(IF(AND(INDEX(Inventory!CA:CA,MATCH('Inspection Form'!B1001,Inventory!B:B,0))=\"Not Qualified\",INDEX(Inventory!L:L,MATCH('Inspection Form'!B1001,Inventory!B:B,0))<>\"\",$Q$5<>\"Pre\"),0,BY1001*BZ1001), 0)","v":0},null,{"$error":"#DIV/0!"},{"$error":"#DIV/0!"},998]
[null,998,null,null,null,null,null,null,null,null,null,null,null,null,null,null,null,null,null,null,null,null,null,null,null,null,null,null,null,null,null,null,null,null,null,null,null,null,null,null,null,null,null,null,null,null,null,null,null,null,null,null,null,null,null,null,null,null,null,null,null,null,null,null,null,null,null,null,null,null,null,null,null,{"$f":"INDEX('Fixture Descriptions'!A:K,MATCH('Inspection Form'!H1002,'Fixture Descriptions'!A:A,0),8)","v":{"$error":"#N/A"}},{"$error":"#N/A"},null,{"$error":"#N/A"},1,null,null,null,{"$f":"IFERROR(IF(AND(INDEX(Inventory!CA:CA,MATCH('Inspection Form'!B1002,Inventory!B:B,0))=\"Not Qualified\",INDEX(Inventory!L:L,MATCH('Inspection Form'!B1002,Inventory!B:B,0))<>\"\",$Q$5<>\"Pre\"),0,BY1002*BZ1002), 0)","v":0},null,{"$error":"#DIV/0!"},{"$error":"#DIV/0!"},999]
[null,1000,null,null,null,null,null,null,null,null,null,null,null,null,null,null,null,null,null,null,null,null,null,null,null,null,null,null,null,null,null,null,null,null,null,null,null,null,null,null,null,null,null,null,null,null,null,null,null,null,null,null,null,null,null,null,null,null,null,null,null,null,null,null,null,null,null,null,null,null,null,null,null,{"$f":"INDEX('Fixture Descriptions'!A:K,MATCH('Inspection Form'!H1004,'Fixture Descriptions'!A:A,0),8)","v":{"$error":"#N/A"}},{"$error":"#N/A"},null,{"$error":"#N/A"},1,null,null,null,{"$f":"IFERROR(IF(AND(INDEX(Inventory!CA:CA,MATCH('Inspection Form'!B1004,Inventory!B:B,0))=\"Not Qualified\",INDEX(Inventory!L:L,MATCH('Inspection Form'!B1004,Inventory!B:B,0))<>\"\",$Q$5<>\"Pre\"),0,BY1004*BZ1004), 0)","v":0},null,{"$error":"#DIV/0!"},{"$error":"#DIV/0!"},1001]
[null,1001,null,null,null,null,null,null,null,null,null,null,null,null,null,null,null,null,null,null,null,null,null,null,null,null,null,null,null,null,null,null,null,null,null,null,null,null,null,null,null,null,null,null,null,null,null,null,null,null,null,null,null,null,null,null,null,null,null,null,null,null,null,null,null,null,null,null,null,null,null,null,null,{"$f":"INDEX('Fixture Descriptions'!A:K,MATCH('Inspection Form'!H1005,'Fixture Descriptions'!A:A,0),8)","v":{"$error":"#N/A"}},{"$error":"#N/A"},null,{"$f":"BW1005","v":{"$error":"#N/A"}},1,null,null,null,{"$f":"IFERROR(IF(AND(INDEX(Inventory!CA:CA,MATCH('Inspection Form'!B1005,Inventory!B:B,0))=\"Not Qualified\",INDEX(Inventory!L:L,MATCH('Inspection Form'!B1005,Inventory!B:B,0))<>\"\",$Q$5<>\"Pre\"),0,BY1005*BZ1005), 0)","v":0},null,{"$error":"#DIV/0!"},{"$error":"#DIV/0!"},1002]
[null,1004,null,null,null,null,null,null,null,null,null,null,null,null,null,null,null,null,null,null,null,null,null,null,null,null,null,null,null,null,null,null,null,null,null,null,null,null,null,null,null,null,null,null,null,null,null,null,null,null,null,null,null,null,null,null,null,null,null,null,null,null,null,null,null,null,null,null,null,null,null,null,null,{"$f":"INDEX('Fixture Descriptions'!A:K,MATCH('Inspection Form'!H1008,'Fixture Descriptions'!A:A,0),8)","v":{"$error":"#N/A"}},{"$error":"#N/A"},null,{"$error":"#N/A"},1,null,null,null,{"$f":"IFERROR(IF(AND(INDEX(Inventory!CA:CA,MATCH('Inspection Form'!B1008,Inventory!B:B,0))=\"Not Qualified\",INDEX(Inventory!L:L,MATCH('Inspection Form'!B1008,Inventory!B:B,0))<>\"\",$Q$5<>\"Pre\"),0,BY1008*BZ1008), 0)","v":0},null,{"$error":"#DIV/0!"},{"$error":"#DIV/0!"},1005]
[null,1005,null,null,null,null,null,null,null,null,null,null,null,null,null,null,null,null,null,null,null,null,null,null,null,null,null,null,null,null,null,null,null,null,null,null,null,null,null,null,null,null,null,null,null,null,null,null,null,null,null,null,null,null,null,null,null,null,null,null,null,null,null,null,null,null,null,null,null,null,null,null,null,{"$f":"INDEX('Fixture Descriptions'!A:K,MATCH('Inspection Form'!H1009,'Fixture Descriptions'!A:A,0),8)","v":{"$error":"#N/A"}},{"$error":"#N/A"},null,{"$error":"#N/A"},1,null,null,null,{"$f":"IFERROR(IF(AND(INDEX(Inventory!CA:CA,MATCH('Inspection Form'!B1009,Inventory!B:B,0))=\"Not Qualified\",INDEX(Inventory!L:L,MATCH('Inspection Form'!B1009,Inventory!B:B,0))<>\"\",$Q$5<>\"Pre\"),0,BY1009*BZ1009), 0)","v":0},null,{"$error":"#DIV/0!"},{"$error":"#DIV/0!"},1006]
[null,1007,null,null,null,null,null,null,null,null,null,null,null,null,null,null,null,null,null,null,null,null,null,null,null,null,null,null,null,null,null,null,null,null,null,null,null,null,null,null,null,null,null,null,null,null,null,null,null,null,null,null,null,null,null,null,null,null,null,null,null,null,null,null,null,null,null,null,null,null,null,null,null,{"$f":"INDEX('Fixture Descriptions'!A:K,MATCH('Inspection Form'!H1011,'Fixture Descriptions'!A:A,0),8)","v":{"$error":"#N/A"}},{"$f":"BV1011*I1011","v":{"$error":"#N/A"}},null,{"$f":"BW1011","v":{"$error":"#N/A"}},{"$f":"IF($U$3=\"All\", 1, IF(AND(C1011=$U$3, H1011=$U$4), 1, 0))","v":1},null,null,null,{"$f":"IFERROR(IF(AND(INDEX(Inventory!CA:CA,MATCH('Inspection Form'!B1011,Inventory!B:B,0))=\"Not Qualified\",INDEX(Inventory!L:L,MATCH('Inspection Form'!B1011,Inventory!B:B,0))<>\"\",$Q$5<>\"Pre\"),0,BY1011*BZ1011), 0)","v":0},null,{"$f":"CD1011/$CE$5","v":{"$error":"#DIV/0!"}},{"$f":"CF1011+CG1010","v":{"$error":"#DIV/0!"}},1008]
[null,1008,null,null,null,null,null,null,null,null,null,null,null,null,null,null,null,null,null,null,null,null,null,null,null,null,null,null,null,null,null,null,null,null,null,null,null,null,null,null,null,null,null,null,null,null,null,null,null,null,null,null,null,null,null,null,null,null,null,null,null,null,null,null,null,null,null,null,null,null,null,null,null,{"$f":"INDEX('Fixture Descriptions'!A:K,MATCH('Inspection Form'!H1012,'Fixture Descriptions'!A:A,0),8)","v":{"$error":"#N/A"}},{"$error":"#N/A"},null,{"$error":"#N/A"},1,null,null,null,{"$f":"IFERROR(IF(AND(INDEX(Inventory!CA:CA,MATCH('Inspection Form'!B1012,Inventory!B:B,0))=\"Not Qualified\",INDEX(Inventory!L:L,MATCH('Inspection Form'!B1012,Inventory!B:B,0))<>\"\",$Q$5<>\"Pre\"),0,BY1012*BZ1012), 0)","v":0},null,{"$error":"#DIV/0!"},{"$error":"#DIV/0!"},1009]
[null,1011,null,null,null,null,null,null,null,null,null,null,null,null,null,null,null,null,null,null,null,null,null,null,null,null,null,null,null,null,null,null,null,null,null,null,null,null,null,null,null,null,null,null,null,null,null,null,null,null,null,null,null,null,null,null,null,null,null,null,null,null,null,null,null,null,null,null,null,null,null,null,null,{"$f":"INDEX('Fixture Descriptions'!A:K,MATCH('Inspection Form'!H1015,'Fixture Descriptions'!A:A,0),8)","v":{"$error":"#N/A"}},{"$error":"#N/A"},null,{"$error":"#N/A"},1,null,null,null,{"$f":"IFERROR(IF(AND(INDEX(Inventory!CA:CA,MATCH('Inspection Form'!B1015,Inventory!B:B,0))=\"Not Qualified\",INDEX(Inventory!L:L,MATCH('Inspection Form'!B1015,Inventory!B:B,0))<>\"\",$Q$5<>\"Pre\"),0,BY1015*BZ1015), 0)","v":0},null,{"$error":"#DIV/0!"},{"$error":"#DIV/0!"},1012]
[null,1012,null,null,null,null,null,null,null,null,null,null,null,null,null,null,null,null,null,null,null,null,null,null,null,null,null,null,null,null,null,null,null,null,null,null,null,null,null,null,null,null,null,null,null,null,null,null,null,null,null,null,null,null,null,null,null,null,null,null,null,null,null,null,null,null,null,null,null,null,null,null,null,{"$f":"INDEX('Fixture Descriptions'!A:K,MATCH('Inspection Form'!H1016,'Fixture Descriptions'!A:A,0),8)","v":{"$error":"#N/A"}},{"$error":"#N/A"},null,{"$error":"#N/A"},1,null,null,null,{"$f":"IFERROR(IF(AND(INDEX(Inventory!CA:CA,MATCH('Inspection Form'!B1016,Inventory!B:B,0))=\"Not Qualified\",INDEX(Inventory!L:L,MATCH('Inspection Form'!B1016,Inventory!B:B,0))<>\"\",$Q$5<>\"Pre\"),0,BY1016*BZ1016), 0)","v":0},null,{"$error":"#DIV/0!"},{"$error":"#DIV/0!"},1013]
[null,1014,null,null,null,null,null,null,null,null,null,null,null,null,null,null,null,null,null,null,null,null,null,null,null,null,null,null,null,null,null,null,null,null,null,null,null,null,null,null,null,null,null,null,null,null,null,null,null,null,null,null,null,null,null,null,null,null,null,null,null,null,null,null,null,null,null,null,null,null,null,null,null,{"$f":"INDEX('Fixture Descriptions'!A:K,MATCH('Inspection Form'!H1018,'Fixture Descriptions'!A:A,0),8)","v":{"$error":"#N/A"}},{"$error":"#N/A"},null,{"$error":"#N/A"},1,null,null,null,{"$f":"IFERROR(IF(AND(INDEX(Inventory!CA:CA,MATCH('Inspection Form'!B1018,Inventory!B:B,0))=\"Not Qualified\",INDEX(Inventory!L:L,MATCH('Inspection Form'!B1018,Inventory!B:B,0))<>\"\",$Q$5<>\"Pre\"),0,BY1018*BZ1018), 0)","v":0},null,{"$error":"#DIV/0!"},{"$error":"#DIV/0!"},1015]
[null,1015,null,null,null,null,null,null,null,null,null,null,null,null,null,null,null,null,null,null,null,null,null,null,null,null,null,null,null,null,null,null,null,null,null,null,null,null,null,null,null,null,null,null,null,null,null,null,null,null,null,null,null,null,null,null,null,null,null,null,null,null,null,null,null,null,null,null,null,null,null,null,null,{"$f":"INDEX('Fixture Descriptions'!A:K,MATCH('Inspection Form'!H1019,'Fixture Descriptions'!A:A,0),8)","v":{"$error":"#N/A"}},{"$error":"#N/A"},null,{"$error":"#N/A"},1,null,null,null,{"$f":"IFERROR(IF(AND(INDEX(Inventory!CA:CA,MATCH('Inspection Form'!B1019,Inventory!B:B,0))=\"Not Qualified\",INDEX(Inventory!L:L,MATCH('Inspection Form'!B1019,Inventory!B:B,0))<>\"\",$Q$5<>\"Pre\"),0,BY1019*BZ1019), 0)","v":0},null,{"$error":"#DIV/0!"},{"$error":"#DIV/0!"},1016]
[null,1018,null,null,null,null,null,null,null,null,null,null,null,null,null,null,null,null,null,null,null,null,null,null,null,null,null,null,null,null,null,null,null,null,null,null,null,null,null,null,null,null,null,null,null,null,null,null,null,null,null,null,null,null,null,null,null,null,null,null,null,null,null,null,null,null,null,null,null,null,null,null,null,{"$f":"INDEX('Fixture Descriptions'!A:K,MATCH('Inspection Form'!H1022,'Fixture Descriptions'!A:A,0),8)","v":{"$error":"#N/A"}},{"$error":"#N/A"},null,{"$error":"#N/A"},1,null,null,null,{"$f":"IFERROR(IF(AND(INDEX(Inventory!CA:CA,MATCH('Inspection Form'!B1022,Inventory!B:B,0))=\"Not Qualified\",INDEX(Inventory!L:L,MATCH('Inspection Form'!B1022,Inventory!B:B,0))<>\"\",$Q$5<>\"Pre\"),0,BY1022*BZ1022), 0)","v":0},null,{"$error":"#DIV/0!"},{"$error":"#DIV/0!"},1019]
[null,1019,null,null,null,null,null,null,null,null,null,null,null,null,null,null,null,null,null,null,null,null,null,null,null,null,null,null,null,null,null,null,null,null,null,null,null,null,null,null,null,null,null,null,null,null,null,null,null,null,null,null,null,null,null,null,null,null,null,null,null,null,null,null,null,null,null,null,null,null,null,null,null,{"$f":"INDEX('Fixture Descriptions'!A:K,MATCH('Inspection Form'!H1023,'Fixture Descriptions'!A:A,0),8)","v":{"$error":"#N/A"}},{"$error":"#N/A"},null,{"$error":"#N/A"},1,null,null,null,{"$f":"IFERROR(IF(AND(INDEX(Inventory!CA:CA,MATCH('Inspection Form'!B1023,Inventory!B:B,0))=\"Not Qualified\",INDEX(Inventory!L:L,MATCH('Inspection Form'!B1023,Inventory!B:B,0))<>\"\",$Q$5<>\"Pre\"),0,BY1023*BZ1023), 0)","v":0},null,{"$error":"#DIV/0!"},{"$error":"#DIV/0!"},1020]
[null,1021,null,null,null,null,null,null,null,null,null,null,null,null,null,null,null,null,null,null,null,null,null,null,null,null,null,null,null,null,null,null,null,null,null,null,null,null,null,null,null,null,null,null,null,null,null,null,null,null,null,null,null,null,null,null,null,null,null,null,null,null,null,null,null,null,null,null,null,null,null,null,null,{"$f":"INDEX('Fixture Descriptions'!A:K,MATCH('Inspection Form'!H1025,'Fixture Descriptions'!A:A,0),8)","v":{"$error":"#N/A"}},{"$error":"#N/A"},null,{"$error":"#N/A"},1,null,null,null,{"$f":"IFERROR(IF(AND(INDEX(Inventory!CA:CA,MATCH('Inspection Form'!B1025,Inventory!B:B,0))=\"Not Qualified\",INDEX(Inventory!L:L,MATCH('Inspection Form'!B1025,Inventory!B:B,0))<>\"\",$Q$5<>\"Pre\"),0,BY1025*BZ1025), 0)","v":0},null,{"$error":"#DIV/0!"},{"$error":"#DIV/0!"},1022]
[null,1022,null,null,null,null,null,null,null,null,null,null,null,null,null,null,null,null,null,null,null,null,null,null,null,null,null,null,null,null,null,null,null,null,null,null,null,null,null,null,null,null,null,null,null,null,null,null,null,null,null,null,null,null,null,null,null,null,null,null,null,null,null,null,null,null,null,null,null,null,null,null,null,{"$f":"INDEX('Fixture Descriptions'!A:K,MATCH('Inspection Form'!H1026,'Fixture Descriptions'!A:A,0),8)","v":{"$error":"#N/A"}},{"$error":"#N/A"},null,{"$error":"#N/A"},1,null,null,null,{"$f":"IFERROR(IF(AND(INDEX(Inventory!CA:CA,MATCH('Inspection Form'!B1026,Inventory!B:B,0))=\"Not Qualified\",INDEX(Inventory!L:L,MATCH('Inspection Form'!B1026,Inventory!B:B,0))<>\"\",$Q$5<>\"Pre\"),0,BY1026*BZ1026), 0)","v":0},null,{"$error":"#DIV/0!"},{"$error":"#DIV/0!"},1023]
[null,1025,null,null,null,null,null,null,null,null,null,null,null,null,null,null,null,null,null,null,null,null,null,null,null,null,null,null,null,null,null,null,null,null,null,null,null,null,null,null,null,null,null,null,null,null,null,null,null,null,null,null,null,null,null,null,null,null,null,null,null,null,null,null,null,null,null,null,null,null,null,null,null,{"$f":"INDEX('Fixture Descriptions'!A:K,MATCH('Inspection Form'!H1029,'Fixture Descriptions'!A:A,0),8)","v":{"$error":"#N/A"}},{"$error":"#N/A"},null,{"$error":"#N/A"},1,null,null,null,{"$f":"IFERROR(IF(AND(INDEX(Inventory!CA:CA,MATCH('Inspection Form'!B1029,Inventory!B:B,0))=\"Not Qualified\",INDEX(Inventory!L:L,MATCH('Inspection Form'!B1029,Inventory!B:B,0))<>\"\",$Q$5<>\"Pre\"),0,BY1029*BZ1029), 0)","v":0},null,{"$error":"#DIV/0!"},{"$error":"#DIV/0!"},1026]
[null,1026,null,null,null,null,null,null,null,null,null,null,null,null,null,null,null,null,null,null,null,null,null,null,null,null,null,null,null,null,null,null,null,null,null,null,null,null,null,null,null,null,null,null,null,null,null,null,null,null,null,null,null,null,null,null,null,null,null,null,null,null,null,null,null,null,null,null,null,null,null,null,null,{"$f":"INDEX('Fixture Descriptions'!A:K,MATCH('Inspection Form'!H1030,'Fixture Descriptions'!A:A,0),8)","v":{"$error":"#N/A"}},{"$error":"#N/A"},null,{"$error":"#N/A"},1,null,null,null,{"$f":"IFERROR(IF(AND(INDEX(Inventory!CA:CA,MATCH('Inspection Form'!B1030,Inventory!B:B,0))=\"Not Qualified\",INDEX(Inventory!L:L,MATCH('Inspection Form'!B1030,Inventory!B:B,0))<>\"\",$Q$5<>\"Pre\"),0,BY1030*BZ1030), 0)","v":0},null,{"$error":"#DIV/0!"},{"$error":"#DIV/0!"},1027]
[null,1028,null,null,null,null,null,null,null,null,null,null,null,null,null,null,null,null,null,null,null,null,null,null,null,null,null,null,null,null,null,null,null,null,null,null,null,null,null,null,null,null,null,null,null,null,null,null,null,null,null,null,null,null,null,null,null,null,null,null,null,null,null,null,null,null,null,null,null,null,null,null,null,{"$f":"INDEX('Fixture Descriptions'!A:K,MATCH('Inspection Form'!H1032,'Fixture Descriptions'!A:A,0),8)","v":{"$error":"#N/A"}},{"$error":"#N/A"},null,{"$error":"#N/A"},1,null,null,null,{"$f":"IFERROR(IF(AND(INDEX(Inventory!CA:CA,MATCH('Inspection Form'!B1032,Inventory!B:B,0))=\"Not Qualified\",INDEX(Inventory!L:L,MATCH('Inspection Form'!B1032,Inventory!B:B,0))<>\"\",$Q$5<>\"Pre\"),0,BY1032*BZ1032), 0)","v":0},null,{"$error":"#DIV/0!"},{"$error":"#DIV/0!"},1029]
[null,1029,null,null,null,null,null,null,null,null,null,null,null,null,null,null,null,null,null,null,null,null,null,null,null,null,null,null,null,null,null,null,null,null,null,null,null,null,null,null,null,null,null,null,null,null,null,null,null,null,null,null,null,null,null,null,null,null,null,null,null,null,null,null,null,null,null,null,null,null,null,null,null,{"$f":"INDEX('Fixture Descriptions'!A:K,MATCH('Inspection Form'!H1033,'Fixture Descriptions'!A:A,0),8)","v":{"$error":"#N/A"}},{"$error":"#N/A"},null,{"$error":"#N/A"},1,null,null,null,{"$f":"IFERROR(IF(AND(INDEX(Inventory!CA:CA,MATCH('Inspection Form'!B1033,Inventory!B:B,0))=\"Not Qualified\",INDEX(Inventory!L:L,MATCH('Inspection Form'!B1033,Inventory!B:B,0))<>\"\",$Q$5<>\"Pre\"),0,BY1033*BZ1033), 0)","v":0},null,{"$error":"#DIV/0!"},{"$error":"#DIV/0!"},1030]
[null,1032,null,null,null,null,null,null,null,null,null,null,null,null,null,null,null,null,null,null,null,null,null,null,null,null,null,null,null,null,null,null,null,null,null,null,null,null,null,null,null,null,null,null,null,null,null,null,null,null,null,null,null,null,null,null,null,null,null,null,null,null,null,null,null,null,null,null,null,null,null,null,null,{"$f":"INDEX('Fixture Descriptions'!A:K,MATCH('Inspection Form'!H1036,'Fixture Descriptions'!A:A,0),8)","v":{"$error":"#N/A"}},{"$error":"#N/A"},null,{"$error":"#N/A"},1,null,null,null,{"$f":"IFERROR(IF(AND(INDEX(Inventory!CA:CA,MATCH('Inspection Form'!B1036,Inventory!B:B,0))=\"Not Qualified\",INDEX(Inventory!L:L,MATCH('Inspection Form'!B1036,Inventory!B:B,0))<>\"\",$Q$5<>\"Pre\"),0,BY1036*BZ1036), 0)","v":0},null,{"$error":"#DIV/0!"},{"$error":"#DIV/0!"},1033]
[null,1033,null,null,null,null,null,null,null,null,null,null,null,null,null,null,null,null,null,null,null,null,null,null,null,null,null,null,null,null,null,null,null,null,null,null,null,null,null,null,null,null,null,null,null,null,null,null,null,null,null,null,null,null,null,null,null,null,null,null,null,null,null,null,null,null,null,null,null,null,null,null,null,{"$f":"INDEX('Fixture Descriptions'!A:K,MATCH('Inspection Form'!H1037,'Fixture Descriptions'!A:A,0),8)","v":{"$error":"#N/A"}},{"$error":"#N/A"},null,{"$error":"#N/A"},1,null,null,null,{"$f":"IFERROR(IF(AND(INDEX(Inventory!CA:CA,MATCH('Inspection Form'!B1037,Inventory!B:B,0))=\"Not Qualified\",INDEX(Inventory!L:L,MATCH('Inspection Form'!B1037,Inventory!B:B,0))<>\"\",$Q$5<>\"Pre\"),0,BY1037*BZ1037), 0)","v":0},null,{"$error":"#DIV/0!"},{"$error":"#DIV/0!"},1034]
[null,1035,null,null,null,null,null,null,null,null,null,null,null,null,null,null,null,null,null,null,null,null,null,null,null,null,null,null,null,null,null,null,null,null,null,null,null,null,null,null,null,null,null,null,null,null,null,null,null,null,null,null,null,null,null,null,null,null,null,null,null,null,null,null,null,null,null,null,null,null,null,null,null,{"$f":"INDEX('Fixture Descriptions'!A:K,MATCH('Inspection Form'!H1039,'Fixture Descriptions'!A:A,0),8)","v":{"$error":"#N/A"}},{"$error":"#N/A"},null,{"$error":"#N/A"},1,null,null,null,{"$f":"IFERROR(IF(AND(INDEX(Inventory!CA:CA,MATCH('Inspection Form'!B1039,Inventory!B:B,0))=\"Not Qualified\",INDEX(Inventory!L:L,MATCH('Inspection Form'!B1039,Inventory!B:B,0))<>\"\",$Q$5<>\"Pre\"),0,BY1039*BZ1039), 0)","v":0},null,{"$error":"#DIV/0!"},{"$error":"#DIV/0!"},1036]
[null,1036,null,null,null,null,null,null,null,null,null,null,null,null,null,null,null,null,null,null,null,null,null,null,null,null,null,null,null,null,null,null,null,null,null,null,null,null,null,null,null,null,null,null,null,null,null,null,null,null,null,null,null,null,null,null,null,null,null,null,null,null,null,null,null,null,null,null,null,null,null,null,null,{"$f":"INDEX('Fixture Descriptions'!A:K,MATCH('Inspection Form'!H1040,'Fixture Descriptions'!A:A,0),8)","v":{"$error":"#N/A"}},{"$error":"#N/A"},null,{"$error":"#N/A"},1,null,null,null,{"$f":"IFERROR(IF(AND(INDEX(Inventory!CA:CA,MATCH('Inspection Form'!B1040,Inventory!B:B,0))=\"Not Qualified\",INDEX(Inventory!L:L,MATCH('Inspection Form'!B1040,Inventory!B:B,0))<>\"\",$Q$5<>\"Pre\"),0,BY1040*BZ1040), 0)","v":0},null,{"$error":"#DIV/0!"},{"$error":"#DIV/0!"},1037]
[null,1039,null,null,null,null,null,null,null,null,null,null,null,null,null,null,null,null,null,null,null,null,null,null,null,null,null,null,null,null,null,null,null,null,null,null,null,null,null,null,null,null,null,null,null,null,null,null,null,null,null,null,null,null,null,null,null,null,null,null,null,null,null,null,null,null,null,null,null,null,null,null,null,{"$f":"INDEX('Fixture Descriptions'!A:K,MATCH('Inspection Form'!H1043,'Fixture Descriptions'!A:A,0),8)","v":{"$error":"#N/A"}},{"$error":"#N/A"},null,{"$error":"#N/A"},1,null,null,null,{"$f":"IFERROR(IF(AND(INDEX(Inventory!CA:CA,MATCH('Inspection Form'!B1043,Inventory!B:B,0))=\"Not Qualified\",INDEX(Inventory!L:L,MATCH('Inspection Form'!B1043,Inventory!B:B,0))<>\"\",$Q$5<>\"Pre\"),0,BY1043*BZ1043), 0)","v":0},null,{"$error":"#DIV/0!"},{"$error":"#DIV/0!"},1040]
[null,1040,null,null,null,null,null,null,null,null,null,null,null,null,null,null,null,null,null,null,null,null,null,null,null,null,null,null,null,null,null,null,null,null,null,null,null,null,null,null,null,null,null,null,null,null,null,null,null,null,null,null,null,null,null,null,null,null,null,null,null,null,null,null,null,null,null,null,null,null,null,null,null,{"$f":"INDEX('Fixture Descriptions'!A:K,MATCH('Inspection Form'!H1044,'Fixture Descriptions'!A:A,0),8)","v":{"$error":"#N/A"}},{"$error":"#N/A"},null,{"$error":"#N/A"},1,null,null,null,{"$f":"IFERROR(IF(AND(INDEX(Inventory!CA:CA,MATCH('Inspection Form'!B1044,Inventory!B:B,0))=\"Not Qualified\",INDEX(Inventory!L:L,MATCH('Inspection Form'!B1044,Inventory!B:B,0))<>\"\",$Q$5<>\"Pre\"),0,BY1044*BZ1044), 0)","v":0},null,{"$error":"#DIV/0!"},{"$error":"#DIV/0!"},1041]
[null,1042,null,null,null,null,null,null,null,null,null,null,null,null,null,null,null,null,null,null,null,null,null,null,null,null,null,null,null,null,null,null,null,null,null,null,null,null,null,null,null,null,null,null,null,null,null,null,null,null,null,null,null,null,null,null,null,null,null,null,null,null,null,null,null,null,null,null,null,null,null,null,null,{"$f":"INDEX('Fixture Descriptions'!A:K,MATCH('Inspection Form'!H1046,'Fixture Descriptions'!A:A,0),8)","v":{"$error":"#N/A"}},{"$error":"#N/A"},null,{"$error":"#N/A"},1,null,null,null,{"$f":"IFERROR(IF(AND(INDEX(Inventory!CA:CA,MATCH('Inspection Form'!B1046,Inventory!B:B,0))=\"Not Qualified\",INDEX(Inventory!L:L,MATCH('Inspection Form'!B1046,Inventory!B:B,0))<>\"\",$Q$5<>\"Pre\"),0,BY1046*BZ1046), 0)","v":0},null,{"$error":"#DIV/0!"},{"$error":"#DIV/0!"},1043]
[null,1043,null,null,null,null,null,null,null,null,null,null,null,null,null,null,null,null,null,null,null,null,null,null,null,null,null,null,null,null,null,null,null,null,null,null,null,null,null,null,null,null,null,null,null,null,null,null,null,null,null,null,null,null,null,null,null,null,null,null,null,null,null,null,null,null,null,null,null,null,null,null,null,{"$f":"INDEX('Fixture Descriptions'!A:K,MATCH('Inspection Form'!H1047,'Fixture Descriptions'!A:A,0),8)","v":{"$error":"#N/A"}},{"$error":"#N/A"},null,{"$error":"#N/A"},1,null,null,null,{"$f":"IFERROR(IF(AND(INDEX(Inventory!CA:CA,MATCH('Inspection Form'!B1047,Inventory!B:B,0))=\"Not Qualified\",INDEX(Inventory!L:L,MATCH('Inspection Form'!B1047,Inventory!B:B,0))<>\"\",$Q$5<>\"Pre\"),0,BY1047*BZ1047), 0)","v":0},null,{"$error":"#DIV/0!"},{"$error":"#DIV/0!"},1044]
[null,1046,null,null,null,null,null,null,null,null,null,null,null,null,null,null,null,null,null,null,null,null,null,null,null,null,null,null,null,null,null,null,null,null,null,null,null,null,null,null,null,null,null,null,null,null,null,null,null,null,null,null,null,null,null,null,null,null,null,null,null,null,null,null,null,null,null,null,null,null,null,null,null,{"$f":"INDEX('Fixture Descriptions'!A:K,MATCH('Inspection Form'!H1050,'Fixture Descriptions'!A:A,0),8)","v":{"$error":"#N/A"}},{"$error":"#N/A"},null,{"$error":"#N/A"},1,null,null,null,{"$f":"IFERROR(IF(AND(INDEX(Inventory!CA:CA,MATCH('Inspection Form'!B1050,Inventory!B:B,0))=\"Not Qualified\",INDEX(Inventory!L:L,MATCH('Inspection Form'!B1050,Inventory!B:B,0))<>\"\",$Q$5<>\"Pre\"),0,BY1050*BZ1050), 0)","v":0},null,{"$error":"#DIV/0!"},{"$error":"#DIV/0!"},1047]
[null,1047,null,null,null,null,null,null,null,null,null,null,null,null,null,null,null,null,null,null,null,null,null,null,null,null,null,null,null,null,null,null,null,null,null,null,null,null,null,null,null,null,null,null,null,null,null,null,null,null,null,null,null,null,null,null,null,null,null,null,null,null,null,null,null,null,null,null,null,null,null,null,null,{"$f":"INDEX('Fixture Descriptions'!A:K,MATCH('Inspection Form'!H1051,'Fixture Descriptions'!A:A,0),8)","v":{"$error":"#N/A"}},{"$error":"#N/A"},null,{"$error":"#N/A"},1,null,null,null,{"$f":"IFERROR(IF(AND(INDEX(Inventory!CA:CA,MATCH('Inspection Form'!B1051,Inventory!B:B,0))=\"Not Qualified\",INDEX(Inventory!L:L,MATCH('Inspection Form'!B1051,Inventory!B:B,0))<>\"\",$Q$5<>\"Pre\"),0,BY1051*BZ1051), 0)","v":0},null,{"$error":"#DIV/0!"},{"$error":"#DIV/0!"},1048]
[null,1049,null,null,null,null,null,null,null,null,null,null,null,null,null,null,null,null,null,null,null,null,null,null,null,null,null,null,null,null,null,null,null,null,null,null,null,null,null,null,null,null,null,null,null,null,null,null,null,null,null,null,null,null,null,null,null,null,null,null,null,null,null,null,null,null,null,null,null,null,null,null,null,{"$f":"INDEX('Fixture Descriptions'!A:K,MATCH('Inspection Form'!H1053,'Fixture Descriptions'!A:A,0),8)","v":{"$error":"#N/A"}},{"$error":"#N/A"},null,{"$error":"#N/A"},1,null,null,null,{"$f":"IFERROR(IF(AND(INDEX(Inventory!CA:CA,MATCH('Inspection Form'!B1053,Inventory!B:B,0))=\"Not Qualified\",INDEX(Inventory!L:L,MATCH('Inspection Form'!B1053,Inventory!B:B,0))<>\"\",$Q$5<>\"Pre\"),0,BY1053*BZ1053), 0)","v":0},null,{"$error":"#DIV/0!"},{"$error":"#DIV/0!"},1050]
[null,1050,null,null,null,null,null,null,null,null,null,null,null,null,null,null,null,null,null,null,null,null,null,null,null,null,null,null,null,null,null,null,null,null,null,null,null,null,null,null,null,null,null,null,null,null,null,null,null,null,null,null,null,null,null,null,null,null,null,null,null,null,null,null,null,null,null,null,null,null,null,null,null,{"$f":"INDEX('Fixture Descriptions'!A:K,MATCH('Inspection Form'!H1054,'Fixture Descriptions'!A:A,0),8)","v":{"$error":"#N/A"}},{"$error":"#N/A"},null,{"$error":"#N/A"},1,null,null,null,{"$f":"IFERROR(IF(AND(INDEX(Inventory!CA:CA,MATCH('Inspection Form'!B1054,Inventory!B:B,0))=\"Not Qualified\",INDEX(Inventory!L:L,MATCH('Inspection Form'!B1054,Inventory!B:B,0))<>\"\",$Q$5<>\"Pre\"),0,BY1054*BZ1054), 0)","v":0},null,{"$error":"#DIV/0!"},{"$error":"#DIV/0!"},1051]
[null,1053,null,null,null,null,null,null,null,null,null,null,null,null,null,null,null,null,null,null,null,null,null,null,null,null,null,null,null,null,null,null,null,null,null,null,null,null,null,null,null,null,null,null,null,null,null,null,null,null,null,null,null,null,null,null,null,null,null,null,null,null,null,null,null,null,null,null,null,null,null,null,null,{"$f":"INDEX('Fixture Descriptions'!A:K,MATCH('Inspection Form'!H1057,'Fixture Descriptions'!A:A,0),8)","v":{"$error":"#N/A"}},{"$error":"#N/A"},null,{"$error":"#N/A"},1,null,null,null,{"$f":"IFERROR(IF(AND(INDEX(Inventory!CA:CA,MATCH('Inspection Form'!B1057,Inventory!B:B,0))=\"Not Qualified\",INDEX(Inventory!L:L,MATCH('Inspection Form'!B1057,Inventory!B:B,0))<>\"\",$Q$5<>\"Pre\"),0,BY1057*BZ1057), 0)","v":0},null,{"$error":"#DIV/0!"},{"$error":"#DIV/0!"},1054]
[null,1054,null,null,null,null,null,null,null,null,null,null,null,null,null,null,null,null,null,null,null,null,null,null,null,null,null,null,null,null,null,null,null,null,null,null,null,null,null,null,null,null,null,null,null,null,null,null,null,null,null,null,null,null,null,null,null,null,null,null,null,null,null,null,null,null,null,null,null,null,null,null,null,{"$f":"INDEX('Fixture Descriptions'!A:K,MATCH('Inspection Form'!H1058,'Fixture Descriptions'!A:A,0),8)","v":{"$error":"#N/A"}},{"$error":"#N/A"},null,{"$error":"#N/A"},1,null,null,null,{"$f":"IFERROR(IF(AND(INDEX(Inventory!CA:CA,MATCH('Inspection Form'!B1058,Inventory!B:B,0))=\"Not Qualified\",INDEX(Inventory!L:L,MATCH('Inspection Form'!B1058,Inventory!B:B,0))<>\"\",$Q$5<>\"Pre\"),0,BY1058*BZ1058), 0)","v":0},null,{"$error":"#DIV/0!"},{"$error":"#DIV/0!"},1055]
[null,1056,null,null,null,null,null,null,null,null,null,null,null,null,null,null,null,null,null,null,null,null,null,null,null,null,null,null,null,null,null,null,null,null,null,null,null,null,null,null,null,null,null,null,null,null,null,null,null,null,null,null,null,null,null,null,null,null,null,null,null,null,null,null,null,null,null,null,null,null,null,null,null,{"$f":"INDEX('Fixture Descriptions'!A:K,MATCH('Inspection Form'!H1060,'Fixture Descriptions'!A:A,0),8)","v":{"$error":"#N/A"}},{"$error":"#N/A"},null,{"$error":"#N/A"},1,null,null,null,{"$f":"IFERROR(IF(AND(INDEX(Inventory!CA:CA,MATCH('Inspection Form'!B1060,Inventory!B:B,0))=\"Not Qualified\",INDEX(Inventory!L:L,MATCH('Inspection Form'!B1060,Inventory!B:B,0))<>\"\",$Q$5<>\"Pre\"),0,BY1060*BZ1060), 0)","v":0},null,{"$error":"#DIV/0!"},{"$error":"#DIV/0!"},1057]
[null,1057,null,null,null,null,null,null,null,null,null,null,null,null,null,null,null,null,null,null,null,null,null,null,null,null,null,null,null,null,null,null,null,null,null,null,null,null,null,null,null,null,null,null,null,null,null,null,null,null,null,null,null,null,null,null,null,null,null,null,null,null,null,null,null,null,null,null,null,null,null,null,null,{"$f":"INDEX('Fixture Descriptions'!A:K,MATCH('Inspection Form'!H1061,'Fixture Descriptions'!A:A,0),8)","v":{"$error":"#N/A"}},{"$error":"#N/A"},null,{"$error":"#N/A"},1,null,null,null,{"$f":"IFERROR(IF(AND(INDEX(Inventory!CA:CA,MATCH('Inspection Form'!B1061,Inventory!B:B,0))=\"Not Qualified\",INDEX(Inventory!L:L,MATCH('Inspection Form'!B1061,Inventory!B:B,0))<>\"\",$Q$5<>\"Pre\"),0,BY1061*BZ1061), 0)","v":0},null,{"$error":"#DIV/0!"},{"$error":"#DIV/0!"},1058]
[null,1060,null,null,null,null,null,null,null,null,null,null,null,null,null,null,null,null,null,null,null,null,null,null,null,null,null,null,null,null,null,null,null,null,null,null,null,null,null,null,null,null,null,null,null,null,null,null,null,null,null,null,null,null,null,null,null,null,null,null,null,null,null,null,null,null,null,null,null,null,null,null,null,{"$f":"INDEX('Fixture Descriptions'!A:K,MATCH('Inspection Form'!H1064,'Fixture Descriptions'!A:A,0),8)","v":{"$error":"#N/A"}},{"$error":"#N/A"},null,{"$error":"#N/A"},1,null,null,null,{"$f":"IFERROR(IF(AND(INDEX(Inventory!CA:CA,MATCH('Inspection Form'!B1064,Inventory!B:B,0))=\"Not Qualified\",INDEX(Inventory!L:L,MATCH('Inspection Form'!B1064,Inventory!B:B,0))<>\"\",$Q$5<>\"Pre\"),0,BY1064*BZ1064), 0)","v":0},null,{"$error":"#DIV/0!"},{"$error":"#DIV/0!"},1061]
[null,1061,null,null,null,null,null,null,null,null,null,null,null,null,null,null,null,null,null,null,null,null,null,null,null,null,null,null,null,null,null,null,null,null,null,null,null,null,null,null,null,null,null,null,null,null,null,null,null,null,null,null,null,null,null,null,null,null,null,null,null,null,null,null,null,null,null,null,null,null,null,null,null,{"$f":"INDEX('Fixture Descriptions'!A:K,MATCH('Inspection Form'!H1065,'Fixture Descriptions'!A:A,0),8)","v":{"$error":"#N/A"}},{"$error":"#N/A"},null,{"$error":"#N/A"},1,null,null,null,{"$f":"IFERROR(IF(AND(INDEX(Inventory!CA:CA,MATCH('Inspection Form'!B1065,Inventory!B:B,0))=\"Not Qualified\",INDEX(Inventory!L:L,MATCH('Inspection Form'!B1065,Inventory!B:B,0))<>\"\",$Q$5<>\"Pre\"),0,BY1065*BZ1065), 0)","v":0},null,{"$error":"#DIV/0!"},{"$error":"#DIV/0!"},1062]
[null,1063,null,null,null,null,null,null,null,null,null,null,null,null,null,null,null,null,null,null,null,null,null,null,null,null,null,null,null,null,null,null,null,null,null,null,null,null,null,null,null,null,null,null,null,null,null,null,null,null,null,null,null,null,null,null,null,null,null,null,null,null,null,null,null,null,null,null,null,null,null,null,null,{"$f":"INDEX('Fixture Descriptions'!A:K,MATCH('Inspection Form'!H1067,'Fixture Descriptions'!A:A,0),8)","v":{"$error":"#N/A"}},{"$error":"#N/A"},null,{"$error":"#N/A"},1,null,null,null,{"$f":"IFERROR(IF(AND(INDEX(Inventory!CA:CA,MATCH('Inspection Form'!B1067,Inventory!B:B,0))=\"Not Qualified\",INDEX(Inventory!L:L,MATCH('Inspection Form'!B1067,Inventory!B:B,0))<>\"\",$Q$5<>\"Pre\"),0,BY1067*BZ1067), 0)","v":0},null,{"$error":"#DIV/0!"},{"$error":"#DIV/0!"},1064]
[null,1064,null,null,null,null,null,null,null,null,null,null,null,null,null,null,null,null,null,null,null,null,null,null,null,null,null,null,null,null,null,null,null,null,null,null,null,null,null,null,null,null,null,null,null,null,null,null,null,null,null,null,null,null,null,null,null,null,null,null,null,null,null,null,null,null,null,null,null,null,null,null,null,{"$f":"INDEX('Fixture Descriptions'!A:K,MATCH('Inspection Form'!H1068,'Fixture Descriptions'!A:A,0),8)","v":{"$error":"#N/A"}},{"$error":"#N/A"},null,{"$error":"#N/A"},1,null,null,null,{"$f":"IFERROR(IF(AND(INDEX(Inventory!CA:CA,MATCH('Inspection Form'!B1068,Inventory!B:B,0))=\"Not Qualified\",INDEX(Inventory!L:L,MATCH('Inspection Form'!B1068,Inventory!B:B,0))<>\"\",$Q$5<>\"Pre\"),0,BY1068*BZ1068), 0)","v":0},null,{"$error":"#DIV/0!"},{"$error":"#DIV/0!"},1065]
[null,1067,null,null,null,null,null,null,null,null,null,null,null,null,null,null,null,null,null,null,null,null,null,null,null,null,null,null,null,null,null,null,null,null,null,null,null,null,null,null,null,null,null,null,null,null,null,null,null,null,null,null,null,null,null,null,null,null,null,null,null,null,null,null,null,null,null,null,null,null,null,null,null,{"$f":"INDEX('Fixture Descriptions'!A:K,MATCH('Inspection Form'!H1071,'Fixture Descriptions'!A:A,0),8)","v":{"$error":"#N/A"}},{"$error":"#N/A"},null,{"$error":"#N/A"},1,null,null,null,{"$f":"IFERROR(IF(AND(INDEX(Inventory!CA:CA,MATCH('Inspection Form'!B1071,Inventory!B:B,0))=\"Not Qualified\",INDEX(Inventory!L:L,MATCH('Inspection Form'!B1071,Inventory!B:B,0))<>\"\",$Q$5<>\"Pre\"),0,BY1071*BZ1071), 0)","v":0},null,{"$error":"#DIV/0!"},{"$error":"#DIV/0!"},1068]
[null,1068,null,null,null,null,null,null,null,null,null,null,null,null,null,null,null,null,null,null,null,null,null,null,null,null,null,null,null,null,null,null,null,null,null,null,null,null,null,null,null,null,null,null,null,null,null,null,null,null,null,null,null,null,null,null,null,null,null,null,null,null,null,null,null,null,null,null,null,null,null,null,null,{"$f":"INDEX('Fixture Descriptions'!A:K,MATCH('Inspection Form'!H1072,'Fixture Descriptions'!A:A,0),8)","v":{"$error":"#N/A"}},{"$error":"#N/A"},null,{"$error":"#N/A"},1,null,null,null,{"$f":"IFERROR(IF(AND(INDEX(Inventory!CA:CA,MATCH('Inspection Form'!B1072,Inventory!B:B,0))=\"Not Qualified\",INDEX(Inventory!L:L,MATCH('Inspection Form'!B1072,Inventory!B:B,0))<>\"\",$Q$5<>\"Pre\"),0,BY1072*BZ1072), 0)","v":0},null,{"$error":"#DIV/0!"},{"$error":"#DIV/0!"},1069]
[null,1070,null,null,null,null,null,null,null,null,null,null,null,null,null,null,null,null,null,null,null,null,null,null,null,null,null,null,null,null,null,null,null,null,null,null,null,null,null,null,null,null,null,null,null,null,null,null,null,null,null,null,null,null,null,null,null,null,null,null,null,null,null,null,null,null,null,null,null,null,null,null,null,{"$f":"INDEX('Fixture Descriptions'!A:K,MATCH('Inspection Form'!H1074,'Fixture Descriptions'!A:A,0),8)","v":{"$error":"#N/A"}},{"$error":"#N/A"},null,{"$error":"#N/A"},1,null,null,null,{"$f":"IFERROR(IF(AND(INDEX(Inventory!CA:CA,MATCH('Inspection Form'!B1074,Inventory!B:B,0))=\"Not Qualified\",INDEX(Inventory!L:L,MATCH('Inspection Form'!B1074,Inventory!B:B,0))<>\"\",$Q$5<>\"Pre\"),0,BY1074*BZ1074), 0)","v":0},null,{"$error":"#DIV/0!"},{"$error":"#DIV/0!"},1071]
[null,1071,null,null,null,null,null,null,null,null,null,null,null,null,null,null,null,null,null,null,null,null,null,null,null,null,null,null,null,null,null,null,null,null,null,null,null,null,null,null,null,null,null,null,null,null,null,null,null,null,null,null,null,null,null,null,null,null,null,null,null,null,null,null,null,null,null,null,null,null,null,null,null,{"$f":"INDEX('Fixture Descriptions'!A:K,MATCH('Inspection Form'!H1075,'Fixture Descriptions'!A:A,0),8)","v":{"$error":"#N/A"}},{"$f":"BV1075*I1075","v":{"$error":"#N/A"}},null,{"$f":"BW1075","v":{"$error":"#N/A"}},{"$f":"IF($U$3=\"All\", 1, IF(AND(C1075=$U$3, H1075=$U$4), 1, 0))","v":1},null,null,null,{"$f":"IFERROR(IF(AND(INDEX(Inventory!CA:CA,MATCH('Inspection Form'!B1075,Inventory!B:B,0))=\"Not Qualified\",INDEX(Inventory!L:L,MATCH('Inspection Form'!B1075,Inventory!B:B,0))<>\"\",$Q$5<>\"Pre\"),0,BY1075*BZ1075), 0)","v":0},null,{"$f":"CD1075/$CE$5","v":{"$error":"#DIV/0!"}},{"$f":"CF1075+CG1074","v":{"$error":"#DIV/0!"}},1072]
[null,1074,null,null,null,null,null,null,null,null,null,null,null,null,null,null,null,null,null,null,null,null,null,null,null,null,null,null,null,null,null,null,null,null,null,null,null,null,null,null,null,null,null,null,null,null,null,null,null,null,null,null,null,null,null,null,null,null,null,null,null,null,null,null,null,null,null,null,null,null,null,null,null,{"$f":"INDEX('Fixture Descriptions'!A:K,MATCH('Inspection Form'!H1078,'Fixture Descriptions'!A:A,0),8)","v":{"$error":"#N/A"}},{"$error":"#N/A"},null,{"$error":"#N/A"},1,null,null,null,{"$f":"IFERROR(IF(AND(INDEX(Inventory!CA:CA,MATCH('Inspection Form'!B1078,Inventory!B:B,0))=\"Not Qualified\",INDEX(Inventory!L:L,MATCH('Inspection Form'!B1078,Inventory!B:B,0))<>\"\",$Q$5<>\"Pre\"),0,BY1078*BZ1078), 0)","v":0},null,{"$error":"#DIV/0!"},{"$error":"#DIV/0!"},1075]
[null,1075,null,null,null,null,null,null,null,null,null,null,null,null,null,null,null,null,null,null,null,null,null,null,null,null,null,null,null,null,null,null,null,null,null,null,null,null,null,null,null,null,null,null,null,null,null,null,null,null,null,null,null,null,null,null,null,null,null,null,null,null,null,null,null,null,null,null,null,null,null,null,null,{"$f":"INDEX('Fixture Descriptions'!A:K,MATCH('Inspection Form'!H1079,'Fixture Descriptions'!A:A,0),8)","v":{"$error":"#N/A"}},{"$error":"#N/A"},null,{"$error":"#N/A"},1,null,null,null,{"$f":"IFERROR(IF(AND(INDEX(Inventory!CA:CA,MATCH('Inspection Form'!B1079,Inventory!B:B,0))=\"Not Qualified\",INDEX(Inventory!L:L,MATCH('Inspection Form'!B1079,Inventory!B:B,0))<>\"\",$Q$5<>\"Pre\"),0,BY1079*BZ1079), 0)","v":0},null,{"$error":"#DIV/0!"},{"$error":"#DIV/0!"},1076]
[null,1077,null,null,null,null,null,null,null,null,null,null,null,null,null,null,null,null,null,null,null,null,null,null,null,null,null,null,null,null,null,null,null,null,null,null,null,null,null,null,null,null,null,null,null,null,null,null,null,null,null,null,null,null,null,null,null,null,null,null,null,null,null,null,null,null,null,null,null,null,null,null,null,{"$f":"INDEX('Fixture Descriptions'!A:K,MATCH('Inspection Form'!H1081,'Fixture Descriptions'!A:A,0),8)","v":{"$error":"#N/A"}},{"$error":"#N/A"},null,{"$error":"#N/A"},1,null,null,null,{"$f":"IFERROR(IF(AND(INDEX(Inventory!CA:CA,MATCH('Inspection Form'!B1081,Inventory!B:B,0))=\"Not Qualified\",INDEX(Inventory!L:L,MATCH('Inspection Form'!B1081,Inventory!B:B,0))<>\"\",$Q$5<>\"Pre\"),0,BY1081*BZ1081), 0)","v":0},null,{"$error":"#DIV/0!"},{"$error":"#DIV/0!"},1078]
[null,1078,null,null,null,null,null,null,null,null,null,null,null,null,null,null,null,null,null,null,null,null,null,null,null,null,null,null,null,null,null,null,null,null,null,null,null,null,null,null,null,null,null,null,null,null,null,null,null,null,null,null,null,null,null,null,null,null,null,null,null,null,null,null,null,null,null,null,null,null,null,null,null,{"$f":"INDEX('Fixture Descriptions'!A:K,MATCH('Inspection Form'!H1082,'Fixture Descriptions'!A:A,0),8)","v":{"$error":"#N/A"}},{"$error":"#N/A"},null,{"$error":"#N/A"},1,null,null,null,{"$f":"IFERROR(IF(AND(INDEX(Inventory!CA:CA,MATCH('Inspection Form'!B1082,Inventory!B:B,0))=\"Not Qualified\",INDEX(Inventory!L:L,MATCH('Inspection Form'!B1082,Inventory!B:B,0))<>\"\",$Q$5<>\"Pre\"),0,BY1082*BZ1082), 0)","v":0},null,{"$error":"#DIV/0!"},{"$error":"#DIV/0!"},1079]
[null,1081,null,null,null,null,null,null,null,null,null,null,null,null,null,null,null,null,null,null,null,null,null,null,null,null,null,null,null,null,null,null,null,null,null,null,null,null,null,null,null,null,null,null,null,null,null,null,null,null,null,null,null,null,null,null,null,null,null,null,null,null,null,null,null,null,null,null,null,null,null,null,null,{"$f":"INDEX('Fixture Descriptions'!A:K,MATCH('Inspection Form'!H1085,'Fixture Descriptions'!A:A,0),8)","v":{"$error":"#N/A"}},{"$error":"#N/A"},null,{"$error":"#N/A"},1,null,null,null,{"$f":"IFERROR(IF(AND(INDEX(Inventory!CA:CA,MATCH('Inspection Form'!B1085,Inventory!B:B,0))=\"Not Qualified\",INDEX(Inventory!L:L,MATCH('Inspection Form'!B1085,Inventory!B:B,0))<>\"\",$Q$5<>\"Pre\"),0,BY1085*BZ1085), 0)","v":0},null,{"$error":"#DIV/0!"},{"$error":"#DIV/0!"},1082]
[null,1082,null,null,null,null,null,null,null,null,null,null,null,null,null,null,null,null,null,null,null,null,null,null,null,null,null,null,null,null,null,null,null,null,null,null,null,null,null,null,null,null,null,null,null,null,null,null,null,null,null,null,null,null,null,null,null,null,null,null,null,null,null,null,null,null,null,null,null,null,null,null,null,{"$f":"INDEX('Fixture Descriptions'!A:K,MATCH('Inspection Form'!H1086,'Fixture Descriptions'!A:A,0),8)","v":{"$error":"#N/A"}},{"$error":"#N/A"},null,{"$error":"#N/A"},1,null,null,null,{"$f":"IFERROR(IF(AND(INDEX(Inventory!CA:CA,MATCH('Inspection Form'!B1086,Inventory!B:B,0))=\"Not Qualified\",INDEX(Inventory!L:L,MATCH('Inspection Form'!B1086,Inventory!B:B,0))<>\"\",$Q$5<>\"Pre\"),0,BY1086*BZ1086), 0)","v":0},null,{"$error":"#DIV/0!"},{"$error":"#DIV/0!"},1083]
[null,1084,null,null,null,null,null,null,null,null,null,null,null,null,null,null,null,null,null,null,null,null,null,null,null,null,null,null,null,null,null,null,null,null,null,null,null,null,null,null,null,null,null,null,null,null,null,null,null,null,null,null,null,null,null,null,null,null,null,null,null,null,null,null,null,null,null,null,null,null,null,null,null,{"$f":"INDEX('Fixture Descriptions'!A:K,MATCH('Inspection Form'!H1088,'Fixture Descriptions'!A:A,0),8)","v":{"$error":"#N/A"}},{"$error":"#N/A"},null,{"$error":"#N/A"},1,null,null,null,{"$f":"IFERROR(IF(AND(INDEX(Inventory!CA:CA,MATCH('Inspection Form'!B1088,Inventory!B:B,0))=\"Not Qualified\",INDEX(Inventory!L:L,MATCH('Inspection Form'!B1088,Inventory!B:B,0))<>\"\",$Q$5<>\"Pre\"),0,BY1088*BZ1088), 0)","v":0},null,{"$error":"#DIV/0!"},{"$error":"#DIV/0!"},1085]
[null,1085,null,null,null,null,null,null,null,null,null,null,null,null,null,null,null,null,null,null,null,null,null,null,null,null,null,null,null,null,null,null,null,null,null,null,null,null,null,null,null,null,null,null,null,null,null,null,null,null,null,null,null,null,null,null,null,null,null,null,null,null,null,null,null,null,null,null,null,null,null,null,null,{"$f":"INDEX('Fixture Descriptions'!A:K,MATCH('Inspection Form'!H1089,'Fixture Descriptions'!A:A,0),8)","v":{"$error":"#N/A"}},{"$error":"#N/A"},null,{"$error":"#N/A"},1,null,null,null,{"$f":"IFERROR(IF(AND(INDEX(Inventory!CA:CA,MATCH('Inspection Form'!B1089,Inventory!B:B,0))=\"Not Qualified\",INDEX(Inventory!L:L,MATCH('Inspection Form'!B1089,Inventory!B:B,0))<>\"\",$Q$5<>\"Pre\"),0,BY1089*BZ1089), 0)","v":0},null,{"$error":"#DIV/0!"},{"$error":"#DIV/0!"},1086]
[null,1088,null,null,null,null,null,null,null,null,null,null,null,null,null,null,null,null,null,null,null,null,null,null,null,null,null,null,null,null,null,null,null,null,null,null,null,null,null,null,null,null,null,null,null,null,null,null,null,null,null,null,null,null,null,null,null,null,null,null,null,null,null,null,null,null,null,null,null,null,null,null,null,{"$f":"INDEX('Fixture Descriptions'!A:K,MATCH('Inspection Form'!H1092,'Fixture Descriptions'!A:A,0),8)","v":{"$error":"#N/A"}},{"$error":"#N/A"},null,{"$error":"#N/A"},1,null,null,null,{"$f":"IFERROR(IF(AND(INDEX(Inventory!CA:CA,MATCH('Inspection Form'!B1092,Inventory!B:B,0))=\"Not Qualified\",INDEX(Inventory!L:L,MATCH('Inspection Form'!B1092,Inventory!B:B,0))<>\"\",$Q$5<>\"Pre\"),0,BY1092*BZ1092), 0)","v":0},null,{"$error":"#DIV/0!"},{"$error":"#DIV/0!"},1089]
[null,1089,null,null,null,null,null,null,null,null,null,null,null,null,null,null,null,null,null,null,null,null,null,null,null,null,null,null,null,null,null,null,null,null,null,null,null,null,null,null,null,null,null,null,null,null,null,null,null,null,null,null,null,null,null,null,null,null,null,null,null,null,null,null,null,null,null,null,null,null,null,null,null,{"$f":"INDEX('Fixture Descriptions'!A:K,MATCH('Inspection Form'!H1093,'Fixture Descriptions'!A:A,0),8)","v":{"$error":"#N/A"}},{"$error":"#N/A"},null,{"$error":"#N/A"},1,null,null,null,{"$f":"IFERROR(IF(AND(INDEX(Inventory!CA:CA,MATCH('Inspection Form'!B1093,Inventory!B:B,0))=\"Not Qualified\",INDEX(Inventory!L:L,MATCH('Inspection Form'!B1093,Inventory!B:B,0))<>\"\",$Q$5<>\"Pre\"),0,BY1093*BZ1093), 0)","v":0},null,{"$error":"#DIV/0!"},{"$error":"#DIV/0!"},1090]
[null,1091,null,null,null,null,null,null,null,null,null,null,null,null,null,null,null,null,null,null,null,null,null,null,null,null,null,null,null,null,null,null,null,null,null,null,null,null,null,null,null,null,null,null,null,null,null,null,null,null,null,null,null,null,null,null,null,null,null,null,null,null,null,null,null,null,null,null,null,null,null,null,null,{"$f":"INDEX('Fixture Descriptions'!A:K,MATCH('Inspection Form'!H1095,'Fixture Descriptions'!A:A,0),8)","v":{"$error":"#N/A"}},{"$error":"#N/A"},null,{"$error":"#N/A"},1,null,null,null,{"$f":"IFERROR(IF(AND(INDEX(Inventory!CA:CA,MATCH('Inspection Form'!B1095,Inventory!B:B,0))=\"Not Qualified\",INDEX(Inventory!L:L,MATCH('Inspection Form'!B1095,Inventory!B:B,0))<>\"\",$Q$5<>\"Pre\"),0,BY1095*BZ1095), 0)","v":0},null,{"$error":"#DIV/0!"},{"$error":"#DIV/0!"},1092]
[null,1092,null,null,null,null,null,null,null,null,null,null,null,null,null,null,null,null,null,null,null,null,null,null,null,null,null,null,null,null,null,null,null,null,null,null,null,null,null,null,null,null,null,null,null,null,null,null,null,null,null,null,null,null,null,null,null,null,null,null,null,null,null,null,null,null,null,null,null,null,null,null,null,{"$f":"INDEX('Fixture Descriptions'!A:K,MATCH('Inspection Form'!H1096,'Fixture Descriptions'!A:A,0),8)","v":{"$error":"#N/A"}},{"$error":"#N/A"},null,{"$error":"#N/A"},1,null,null,null,{"$f":"IFERROR(IF(AND(INDEX(Inventory!CA:CA,MATCH('Inspection Form'!B1096,Inventory!B:B,0))=\"Not Qualified\",INDEX(Inventory!L:L,MATCH('Inspection Form'!B1096,Inventory!B:B,0))<>\"\",$Q$5<>\"Pre\"),0,BY1096*BZ1096), 0)","v":0},null,{"$error":"#DIV/0!"},{"$error":"#DIV/0!"},1093]
[null,1095,null,null,null,null,null,null,null,null,null,null,null,null,null,null,null,null,null,null,null,null,null,null,null,null,null,null,null,null,null,null,null,null,null,null,null,null,null,null,null,null,null,null,null,null,null,null,null,null,null,null,null,null,null,null,null,null,null,null,null,null,null,null,null,null,null,null,null,null,null,null,null,{"$f":"INDEX('Fixture Descriptions'!A:K,MATCH('Inspection Form'!H1099,'Fixture Descriptions'!A:A,0),8)","v":{"$error":"#N/A"}},{"$error":"#N/A"},null,{"$error":"#N/A"},1,null,null,null,{"$f":"IFERROR(IF(AND(INDEX(Inventory!CA:CA,MATCH('Inspection Form'!B1099,Inventory!B:B,0))=\"Not Qualified\",INDEX(Inventory!L:L,MATCH('Inspection Form'!B1099,Inventory!B:B,0))<>\"\",$Q$5<>\"Pre\"),0,BY1099*BZ1099), 0)","v":0},null,{"$error":"#DIV/0!"},{"$error":"#DIV/0!"},1096]
[null,1096,null,null,null,null,null,null,null,null,null,null,null,null,null,null,null,null,null,null,null,null,null,null,null,null,null,null,null,null,null,null,null,null,null,null,null,null,null,null,null,null,null,null,null,null,null,null,null,null,null,null,null,null,null,null,null,null,null,null,null,null,null,null,null,null,null,null,null,null,null,null,null,{"$f":"INDEX('Fixture Descriptions'!A:K,MATCH('Inspection Form'!H1100,'Fixture Descriptions'!A:A,0),8)","v":{"$error":"#N/A"}},{"$error":"#N/A"},null,{"$error":"#N/A"},1,null,null,null,{"$f":"IFERROR(IF(AND(INDEX(Inventory!CA:CA,MATCH('Inspection Form'!B1100,Inventory!B:B,0))=\"Not Qualified\",INDEX(Inventory!L:L,MATCH('Inspection Form'!B1100,Inventory!B:B,0))<>\"\",$Q$5<>\"Pre\"),0,BY1100*BZ1100), 0)","v":0},null,{"$error":"#DIV/0!"},{"$error":"#DIV/0!"},1097]
[null,1098,null,null,null,null,null,null,null,null,null,null,null,null,null,null,null,null,null,null,null,null,null,null,null,null,null,null,null,null,null,null,null,null,null,null,null,null,null,null,null,null,null,null,null,null,null,null,null,null,null,null,null,null,null,null,null,null,null,null,null,null,null,null,null,null,null,null,null,null,null,null,null,{"$f":"INDEX('Fixture Descriptions'!A:K,MATCH('Inspection Form'!H1102,'Fixture Descriptions'!A:A,0),8)","v":{"$error":"#N/A"}},{"$error":"#N/A"},null,{"$error":"#N/A"},1,null,null,null,{"$f":"IFERROR(IF(AND(INDEX(Inventory!CA:CA,MATCH('Inspection Form'!B1102,Inventory!B:B,0))=\"Not Qualified\",INDEX(Inventory!L:L,MATCH('Inspection Form'!B1102,Inventory!B:B,0))<>\"\",$Q$5<>\"Pre\"),0,BY1102*BZ1102), 0)","v":0},null,{"$error":"#DIV/0!"},{"$error":"#DIV/0!"},1099]
[null,1099,null,null,null,null,null,null,null,null,null,null,null,null,null,null,null,null,null,null,null,null,null,null,null,null,null,null,null,null,null,null,null,null,null,null,null,null,null,null,null,null,null,null,null,null,null,null,null,null,null,null,null,null,null,null,null,null,null,null,null,null,null,null,null,null,null,null,null,null,null,null,null,{"$f":"INDEX('Fixture Descriptions'!A:K,MATCH('Inspection Form'!H1103,'Fixture Descriptions'!A:A,0),8)","v":{"$error":"#N/A"}},{"$error":"#N/A"},null,{"$error":"#N/A"},1,null,null,null,{"$f":"IFERROR(IF(AND(INDEX(Inventory!CA:CA,MATCH('Inspection Form'!B1103,Inventory!B:B,0))=\"Not Qualified\",INDEX(Inventory!L:L,MATCH('Inspection Form'!B1103,Inventory!B:B,0))<>\"\",$Q$5<>\"Pre\"),0,BY1103*BZ1103), 0)","v":0},null,{"$error":"#DIV/0!"},{"$error":"#DIV/0!"},1100]
[null,1102,null,null,null,null,null,null,null,null,null,null,null,null,null,null,null,null,null,null,null,null,null,null,null,null,null,null,null,null,null,null,null,null,null,null,null,null,null,null,null,null,null,null,null,null,null,null,null,null,null,null,null,null,null,null,null,null,null,null,null,null,null,null,null,null,null,null,null,null,null,null,null,{"$f":"INDEX('Fixture Descriptions'!A:K,MATCH('Inspection Form'!H1106,'Fixture Descriptions'!A:A,0),8)","v":{"$error":"#N/A"}},{"$error":"#N/A"},null,{"$error":"#N/A"},1,null,null,null,{"$f":"IFERROR(IF(AND(INDEX(Inventory!CA:CA,MATCH('Inspection Form'!B1106,Inventory!B:B,0))=\"Not Qualified\",INDEX(Inventory!L:L,MATCH('Inspection Form'!B1106,Inventory!B:B,0))<>\"\",$Q$5<>\"Pre\"),0,BY1106*BZ1106), 0)","v":0},null,{"$error":"#DIV/0!"},{"$error":"#DIV/0!"},1103]
[null,1103,null,null,null,null,null,null,null,null,null,null,null,null,null,null,null,null,null,null,null,null,null,null,null,null,null,null,null,null,null,null,null,null,null,null,null,null,null,null,null,null,null,null,null,null,null,null,null,null,null,null,null,null,null,null,null,null,null,null,null,null,null,null,null,null,null,null,null,null,null,null,null,{"$f":"INDEX('Fixture Descriptions'!A:K,MATCH('Inspection Form'!H1107,'Fixture Descriptions'!A:A,0),8)","v":{"$error":"#N/A"}},{"$error":"#N/A"},null,{"$error":"#N/A"},1,null,null,null,{"$f":"IFERROR(IF(AND(INDEX(Inventory!CA:CA,MATCH('Inspection Form'!B1107,Inventory!B:B,0))=\"Not Qualified\",INDEX(Inventory!L:L,MATCH('Inspection Form'!B1107,Inventory!B:B,0))<>\"\",$Q$5<>\"Pre\"),0,BY1107*BZ1107), 0)","v":0},null,{"$error":"#DIV/0!"},{"$error":"#DIV/0!"},1104]
[null,1106,null,null,null,null,null,null,null,null,null,null,null,null,null,null,null,null,null,null,null,null,null,null,null,null,null,null,null,null,null,null,null,null,null,null,null,null,null,null,null,null,null,null,null,null,null,null,null,null,null,null,null,null,null,null,null,null,null,null,null,null,null,null,null,null,null,null,null,null,null,null,null,{"$f":"INDEX('Fixture Descriptions'!A:K,MATCH('Inspection Form'!H1110,'Fixture Descriptions'!A:A,0),8)","v":{"$error":"#N/A"}},{"$error":"#N/A"},null,{"$error":"#N/A"},1,null,null,null,{"$f":"IFERROR(IF(AND(INDEX(Inventory!CA:CA,MATCH('Inspection Form'!B1110,Inventory!B:B,0))=\"Not Qualified\",INDEX(Inventory!L:L,MATCH('Inspection Form'!B1110,Inventory!B:B,0))<>\"\",$Q$5<>\"Pre\"),0,BY1110*BZ1110), 0)","v":0},null,{"$error":"#DIV/0!"},{"$error":"#DIV/0!"},1107]
[null,1107,null,null,null,null,null,null,null,null,null,null,null,null,null,null,null,null,null,null,null,null,null,null,null,null,null,null,null,null,null,null,null,null,null,null,null,null,null,null,null,null,null,null,null,null,null,null,null,null,null,null,null,null,null,null,null,null,null,null,null,null,null,null,null,null,null,null,null,null,null,null,null,{"$f":"INDEX('Fixture Descriptions'!A:K,MATCH('Inspection Form'!H1111,'Fixture Descriptions'!A:A,0),8)","v":{"$error":"#N/A"}},{"$error":"#N/A"},null,{"$error":"#N/A"},1,null,null,null,{"$f":"IFERROR(IF(AND(INDEX(Inventory!CA:CA,MATCH('Inspection Form'!B1111,Inventory!B:B,0))=\"Not Qualified\",INDEX(Inventory!L:L,MATCH('Inspection Form'!B1111,Inventory!B:B,0))<>\"\",$Q$5<>\"Pre\"),0,BY1111*BZ1111), 0)","v":0},null,{"$error":"#DIV/0!"},{"$error":"#DIV/0!"},1108]
[null,1109,null,null,null,null,null,null,null,null,null,null,null,null,null,null,null,null,null,null,null,null,null,null,null,null,null,null,null,null,null,null,null,null,null,null,null,null,null,null,null,null,null,null,null,null,null,null,null,null,null,null,null,null,null,null,null,null,null,null,null,null,null,null,null,null,null,null,null,null,null,null,null,{"$f":"INDEX('Fixture Descriptions'!A:K,MATCH('Inspection Form'!H1113,'Fixture Descriptions'!A:A,0),8)","v":{"$error":"#N/A"}},{"$error":"#N/A"},null,{"$error":"#N/A"},1,null,null,null,{"$f":"IFERROR(IF(AND(INDEX(Inventory!CA:CA,MATCH('Inspection Form'!B1113,Inventory!B:B,0))=\"Not Qualified\",INDEX(Inventory!L:L,MATCH('Inspection Form'!B1113,Inventory!B:B,0))<>\"\",$Q$5<>\"Pre\"),0,BY1113*BZ1113), 0)","v":0},null,{"$error":"#DIV/0!"},{"$error":"#DIV/0!"},1110]
[null,1110,null,null,null,null,null,null,null,null,null,null,null,null,null,null,null,null,null,null,null,null,null,null,null,null,null,null,null,null,null,null,null,null,null,null,null,null,null,null,null,null,null,null,null,null,null,null,null,null,null,null,null,null,null,null,null,null,null,null,null,null,null,null,null,null,null,null,null,null,null,null,null,{"$f":"INDEX('Fixture Descriptions'!A:K,MATCH('Inspection Form'!H1114,'Fixture Descriptions'!A:A,0),8)","v":{"$error":"#N/A"}},{"$error":"#N/A"},null,{"$error":"#N/A"},1,null,null,null,{"$f":"IFERROR(IF(AND(INDEX(Inventory!CA:CA,MATCH('Inspection Form'!B1114,Inventory!B:B,0))=\"Not Qualified\",INDEX(Inventory!L:L,MATCH('Inspection Form'!B1114,Inventory!B:B,0))<>\"\",$Q$5<>\"Pre\"),0,BY1114*BZ1114), 0)","v":0},null,{"$error":"#DIV/0!"},{"$error":"#DIV/0!"},1111]
[null,1113,null,null,null,null,null,null,null,null,null,null,null,null,null,null,null,null,null,null,null,null,null,null,null,null,null,null,null,null,null,null,null,null,null,null,null,null,null,null,null,null,null,null,null,null,null,null,null,null,null,null,null,null,null,null,null,null,null,null,null,null,null,null,null,null,null,null,null,null,null,null,null,{"$f":"INDEX('Fixture Descriptions'!A:K,MATCH('Inspection Form'!H1117,'Fixture Descriptions'!A:A,0),8)","v":{"$error":"#N/A"}},{"$error":"#N/A"},null,{"$error":"#N/A"},1,null,null,null,{"$f":"IFERROR(IF(AND(INDEX(Inventory!CA:CA,MATCH('Inspection Form'!B1117,Inventory!B:B,0))=\"Not Qualified\",INDEX(Inventory!L:L,MATCH('Inspection Form'!B1117,Inventory!B:B,0))<>\"\",$Q$5<>\"Pre\"),0,BY1117*BZ1117), 0)","v":0},null,{"$error":"#DIV/0!"},{"$error":"#DIV/0!"},1114]
[null,1114,null,null,null,null,null,null,null,null,null,null,null,null,null,null,null,null,null,null,null,null,null,null,null,null,null,null,null,null,null,null,null,null,null,null,null,null,null,null,null,null,null,null,null,null,null,null,null,null,null,null,null,null,null,null,null,null,null,null,null,null,null,null,null,null,null,null,null,null,null,null,null,{"$f":"INDEX('Fixture Descriptions'!A:K,MATCH('Inspection Form'!H1118,'Fixture Descriptions'!A:A,0),8)","v":{"$error":"#N/A"}},{"$error":"#N/A"},null,{"$error":"#N/A"},1,null,null,null,{"$f":"IFERROR(IF(AND(INDEX(Inventory!CA:CA,MATCH('Inspection Form'!B1118,Inventory!B:B,0))=\"Not Qualified\",INDEX(Inventory!L:L,MATCH('Inspection Form'!B1118,Inventory!B:B,0))<>\"\",$Q$5<>\"Pre\"),0,BY1118*BZ1118), 0)","v":0},null,{"$error":"#DIV/0!"},{"$error":"#DIV/0!"},1115]
[null,1116,null,null,null,null,null,null,null,null,null,null,null,null,null,null,null,null,null,null,null,null,null,null,null,null,null,null,null,null,null,null,null,null,null,null,null,null,null,null,null,null,null,null,null,null,null,null,null,null,null,null,null,null,null,null,null,null,null,null,null,null,null,null,null,null,null,null,null,null,null,null,null,{"$f":"INDEX('Fixture Descriptions'!A:K,MATCH('Inspection Form'!H1120,'Fixture Descriptions'!A:A,0),8)","v":{"$error":"#N/A"}},{"$error":"#N/A"},null,{"$error":"#N/A"},1,null,null,null,{"$f":"IFERROR(IF(AND(INDEX(Inventory!CA:CA,MATCH('Inspection Form'!B1120,Inventory!B:B,0))=\"Not Qualified\",INDEX(Inventory!L:L,MATCH('Inspection Form'!B1120,Inventory!B:B,0))<>\"\",$Q$5<>\"Pre\"),0,BY1120*BZ1120), 0)","v":0},null,{"$error":"#DIV/0!"},{"$error":"#DIV/0!"},1117]
[null,1117,null,null,null,null,null,null,null,null,null,null,null,null,null,null,null,null,null,null,null,null,null,null,null,null,null,null,null,null,null,null,null,null,null,null,null,null,null,null,null,null,null,null,null,null,null,null,null,null,null,null,null,null,null,null,null,null,null,null,null,null,null,null,null,null,null,null,null,null,null,null,null,{"$f":"INDEX('Fixture Descriptions'!A:K,MATCH('Inspection Form'!H1121,'Fixture Descriptions'!A:A,0),8)","v":{"$error":"#N/A"}},{"$error":"#N/A"},null,{"$error":"#N/A"},1,null,null,null,{"$f":"IFERROR(IF(AND(INDEX(Inventory!CA:CA,MATCH('Inspection Form'!B1121,Inventory!B:B,0))=\"Not Qualified\",INDEX(Inventory!L:L,MATCH('Inspection Form'!B1121,Inventory!B:B,0))<>\"\",$Q$5<>\"Pre\"),0,BY1121*BZ1121), 0)","v":0},null,{"$error":"#DIV/0!"},{"$error":"#DIV/0!"},1118]
[null,1120,null,null,null,null,null,null,null,null,null,null,null,null,null,null,null,null,null,null,null,null,null,null,null,null,null,null,null,null,null,null,null,null,null,null,null,null,null,null,null,null,null,null,null,null,null,null,null,null,null,null,null,null,null,null,null,null,null,null,null,null,null,null,null,null,null,null,null,null,null,null,null,{"$f":"INDEX('Fixture Descriptions'!A:K,MATCH('Inspection Form'!H1124,'Fixture Descriptions'!A:A,0),8)","v":{"$error":"#N/A"}},{"$error":"#N/A"},null,{"$error":"#N/A"},1,null,null,null,{"$f":"IFERROR(IF(AND(INDEX(Inventory!CA:CA,MATCH('Inspection Form'!B1124,Inventory!B:B,0))=\"Not Qualified\",INDEX(Inventory!L:L,MATCH('Inspection Form'!B1124,Inventory!B:B,0))<>\"\",$Q$5<>\"Pre\"),0,BY1124*BZ1124), 0)","v":0},null,{"$error":"#DIV/0!"},{"$error":"#DIV/0!"},1121]
[null,1121,null,null,null,null,null,null,null,null,null,null,null,null,null,null,null,null,null,null,null,null,null,null,null,null,null,null,null,null,null,null,null,null,null,null,null,null,null,null,null,null,null,null,null,null,null,null,null,null,null,null,null,null,null,null,null,null,null,null,null,null,null,null,null,null,null,null,null,null,null,null,null,{"$f":"INDEX('Fixture Descriptions'!A:K,MATCH('Inspection Form'!H1125,'Fixture Descriptions'!A:A,0),8)","v":{"$error":"#N/A"}},{"$error":"#N/A"},null,{"$error":"#N/A"},1,null,null,null,{"$f":"IFERROR(IF(AND(INDEX(Inventory!CA:CA,MATCH('Inspection Form'!B1125,Inventory!B:B,0))=\"Not Qualified\",INDEX(Inventory!L:L,MATCH('Inspection Form'!B1125,Inventory!B:B,0))<>\"\",$Q$5<>\"Pre\"),0,BY1125*BZ1125), 0)","v":0},null,{"$error":"#DIV/0!"},{"$error":"#DIV/0!"},1122]
[null,1123,null,null,null,null,null,null,null,null,null,null,null,null,null,null,null,null,null,null,null,null,null,null,null,null,null,null,null,null,null,null,null,null,null,null,null,null,null,null,null,null,null,null,null,null,null,null,null,null,null,null,null,null,null,null,null,null,null,null,null,null,null,null,null,null,null,null,null,null,null,null,null,{"$f":"INDEX('Fixture Descriptions'!A:K,MATCH('Inspection Form'!H1127,'Fixture Descriptions'!A:A,0),8)","v":{"$error":"#N/A"}},{"$error":"#N/A"},null,{"$error":"#N/A"},1,null,null,null,{"$f":"IFERROR(IF(AND(INDEX(Inventory!CA:CA,MATCH('Inspection Form'!B1127,Inventory!B:B,0))=\"Not Qualified\",INDEX(Inventory!L:L,MATCH('Inspection Form'!B1127,Inventory!B:B,0))<>\"\",$Q$5<>\"Pre\"),0,BY1127*BZ1127), 0)","v":0},null,{"$error":"#DIV/0!"},{"$error":"#DIV/0!"},1124]
[null,1124,null,null,null,null,null,null,null,null,null,null,null,null,null,null,null,null,null,null,null,null,null,null,null,null,null,null,null,null,null,null,null,null,null,null,null,null,null,null,null,null,null,null,null,null,null,null,null,null,null,null,null,null,null,null,null,null,null,null,null,null,null,null,null,null,null,null,null,null,null,null,null,{"$f":"INDEX('Fixture Descriptions'!A:K,MATCH('Inspection Form'!H1128,'Fixture Descriptions'!A:A,0),8)","v":{"$error":"#N/A"}},{"$error":"#N/A"},null,{"$error":"#N/A"},1,null,null,null,{"$f":"IFERROR(IF(AND(INDEX(Inventory!CA:CA,MATCH('Inspection Form'!B1128,Inventory!B:B,0))=\"Not Qualified\",INDEX(Inventory!L:L,MATCH('Inspection Form'!B1128,Inventory!B:B,0))<>\"\",$Q$5<>\"Pre\"),0,BY1128*BZ1128), 0)","v":0},null,{"$error":"#DIV/0!"},{"$error":"#DIV/0!"},1125]
[null,1127,null,null,null,null,null,null,null,null,null,null,null,null,null,null,null,null,null,null,null,null,null,null,null,null,null,null,null,null,null,null,null,null,null,null,null,null,null,null,null,null,null,null,null,null,null,null,null,null,null,null,null,null,null,null,null,null,null,null,null,null,null,null,null,null,null,null,null,null,null,null,null,{"$f":"INDEX('Fixture Descriptions'!A:K,MATCH('Inspection Form'!H1131,'Fixture Descriptions'!A:A,0),8)","v":{"$error":"#N/A"}},{"$error":"#N/A"},null,{"$error":"#N/A"},1,null,null,null,{"$f":"IFERROR(IF(AND(INDEX(Inventory!CA:CA,MATCH('Inspection Form'!B1131,Inventory!B:B,0))=\"Not Qualified\",INDEX(Inventory!L:L,MATCH('Inspection Form'!B1131,Inventory!B:B,0))<>\"\",$Q$5<>\"Pre\"),0,BY1131*BZ1131), 0)","v":0},null,{"$error":"#DIV/0!"},{"$error":"#DIV/0!"},1128]
[null,1128,null,null,null,null,null,null,null,null,null,null,null,null,null,null,null,null,null,null,null,null,null,null,null,null,null,null,null,null,null,null,null,null,null,null,null,null,null,null,null,null,null,null,null,null,null,null,null,null,null,null,null,null,null,null,null,null,null,null,null,null,null,null,null,null,null,null,null,null,null,null,null,{"$f":"INDEX('Fixture Descriptions'!A:K,MATCH('Inspection Form'!H1132,'Fixture Descriptions'!A:A,0),8)","v":{"$error":"#N/A"}},{"$error":"#N/A"},null,{"$error":"#N/A"},1,null,null,null,{"$f":"IFERROR(IF(AND(INDEX(Inventory!CA:CA,MATCH('Inspection Form'!B1132,Inventory!B:B,0))=\"Not Qualified\",INDEX(Inventory!L:L,MATCH('Inspection Form'!B1132,Inventory!B:B,0))<>\"\",$Q$5<>\"Pre\"),0,BY1132*BZ1132), 0)","v":0},null,{"$error":"#DIV/0!"},{"$error":"#DIV/0!"},1129]
[null,1130,null,null,null,null,null,null,null,null,null,null,null,null,null,null,null,null,null,null,null,null,null,null,null,null,null,null,null,null,null,null,null,null,null,null,null,null,null,null,null,null,null,null,null,null,null,null,null,null,null,null,null,null,null,null,null,null,null,null,null,null,null,null,null,null,null,null,null,null,null,null,null,{"$f":"INDEX('Fixture Descriptions'!A:K,MATCH('Inspection Form'!H1134,'Fixture Descriptions'!A:A,0),8)","v":{"$error":"#N/A"}},{"$error":"#N/A"},null,{"$error":"#N/A"},1,null,null,null,{"$f":"IFERROR(IF(AND(INDEX(Inventory!CA:CA,MATCH('Inspection Form'!B1134,Inventory!B:B,0))=\"Not Qualified\",INDEX(Inventory!L:L,MATCH('Inspection Form'!B1134,Inventory!B:B,0))<>\"\",$Q$5<>\"Pre\"),0,BY1134*BZ1134), 0)","v":0},null,{"$error":"#DIV/0!"},{"$error":"#DIV/0!"},1131]
[null,1131,null,null,null,null,null,null,null,null,null,null,null,null,null,null,null,null,null,null,null,null,null,null,null,null,null,null,null,null,null,null,null,null,null,null,null,null,null,null,null,null,null,null,null,null,null,null,null,null,null,null,null,null,null,null,null,null,null,null,null,null,null,null,null,null,null,null,null,null,null,null,null,{"$f":"INDEX('Fixture Descriptions'!A:K,MATCH('Inspection Form'!H1135,'Fixture Descriptions'!A:A,0),8)","v":{"$error":"#N/A"}},{"$error":"#N/A"},null,{"$error":"#N/A"},1,null,null,null,{"$f":"IFERROR(IF(AND(INDEX(Inventory!CA:CA,MATCH('Inspection Form'!B1135,Inventory!B:B,0))=\"Not Qualified\",INDEX(Inventory!L:L,MATCH('Inspection Form'!B1135,Inventory!B:B,0))<>\"\",$Q$5<>\"Pre\"),0,BY1135*BZ1135), 0)","v":0},null,{"$error":"#DIV/0!"},{"$error":"#DIV/0!"},1132]
[null,1134,null,null,null,null,null,null,null,null,null,null,null,null,null,null,null,null,null,null,null,null,null,null,null,null,null,null,null,null,null,null,null,null,null,null,null,null,null,null,null,null,null,null,null,null,null,null,null,null,null,null,null,null,null,null,null,null,null,null,null,null,null,null,null,null,null,null,null,null,null,null,null,{"$f":"INDEX('Fixture Descriptions'!A:K,MATCH('Inspection Form'!H1138,'Fixture Descriptions'!A:A,0),8)","v":{"$error":"#N/A"}},{"$error":"#N/A"},null,{"$error":"#N/A"},1,null,null,null,{"$f":"IFERROR(IF(AND(INDEX(Inventory!CA:CA,MATCH('Inspection Form'!B1138,Inventory!B:B,0))=\"Not Qualified\",INDEX(Inventory!L:L,MATCH('Inspection Form'!B1138,Inventory!B:B,0))<>\"\",$Q$5<>\"Pre\"),0,BY1138*BZ1138), 0)","v":0},null,{"$error":"#DIV/0!"},{"$error":"#DIV/0!"},1135]
[null,1135,null,null,null,null,null,null,null,null,null,null,null,null,null,null,null,null,null,null,null,null,null,null,null,null,null,null,null,null,null,null,null,null,null,null,null,null,null,null,null,null,null,null,null,null,null,null,null,null,null,null,null,null,null,null,null,null,null,null,null,null,null,null,null,null,null,null,null,null,null,null,null,{"$f":"INDEX('Fixture Descriptions'!A:K,MATCH('Inspection Form'!H1139,'Fixture Descriptions'!A:A,0),8)","v":{"$error":"#N/A"}},{"$f":"BV1139*I1139","v":{"$error":"#N/A"}},null,{"$f":"BW1139","v":{"$error":"#N/A"}},{"$f":"IF($U$3=\"All\", 1, IF(AND(C1139=$U$3, H1139=$U$4), 1, 0))","v":1},null,null,null,{"$f":"IFERROR(IF(AND(INDEX(Inventory!CA:CA,MATCH('Inspection Form'!B1139,Inventory!B:B,0))=\"Not Qualified\",INDEX(Inventory!L:L,MATCH('Inspection Form'!B1139,Inventory!B:B,0))<>\"\",$Q$5<>\"Pre\"),0,BY1139*BZ1139), 0)","v":0},null,{"$f":"CD1139/$CE$5","v":{"$error":"#DIV/0!"}},{"$f":"CF1139+CG1138","v":{"$error":"#DIV/0!"}},1136]
[null,1137,null,null,null,null,null,null,null,null,null,null,null,null,null,null,null,null,null,null,null,null,null,null,null,null,null,null,null,null,null,null,null,null,null,null,null,null,null,null,null,null,null,null,null,null,null,null,null,null,null,null,null,null,null,null,null,null,null,null,null,null,null,null,null,null,null,null,null,null,null,null,null,{"$f":"INDEX('Fixture Descriptions'!A:K,MATCH('Inspection Form'!H1141,'Fixture Descriptions'!A:A,0),8)","v":{"$error":"#N/A"}},{"$error":"#N/A"},null,{"$error":"#N/A"},1,null,null,null,{"$f":"IFERROR(IF(AND(INDEX(Inventory!CA:CA,MATCH('Inspection Form'!B1141,Inventory!B:B,0))=\"Not Qualified\",INDEX(Inventory!L:L,MATCH('Inspection Form'!B1141,Inventory!B:B,0))<>\"\",$Q$5<>\"Pre\"),0,BY1141*BZ1141), 0)","v":0},null,{"$error":"#DIV/0!"},{"$error":"#DIV/0!"},1138]
[null,1138,null,null,null,null,null,null,null,null,null,null,null,null,null,null,null,null,null,null,null,null,null,null,null,null,null,null,null,null,null,null,null,null,null,null,null,null,null,null,null,null,null,null,null,null,null,null,null,null,null,null,null,null,null,null,null,null,null,null,null,null,null,null,null,null,null,null,null,null,null,null,null,{"$f":"INDEX('Fixture Descriptions'!A:K,MATCH('Inspection Form'!H1142,'Fixture Descriptions'!A:A,0),8)","v":{"$error":"#N/A"}},{"$error":"#N/A"},null,{"$error":"#N/A"},1,null,null,null,{"$f":"IFERROR(IF(AND(INDEX(Inventory!CA:CA,MATCH('Inspection Form'!B1142,Inventory!B:B,0))=\"Not Qualified\",INDEX(Inventory!L:L,MATCH('Inspection Form'!B1142,Inventory!B:B,0))<>\"\",$Q$5<>\"Pre\"),0,BY1142*BZ1142), 0)","v":0},null,{"$error":"#DIV/0!"},{"$error":"#DIV/0!"},1139]
[null,1141,null,null,null,null,null,null,null,null,null,null,null,null,null,null,null,null,null,null,null,null,null,null,null,null,null,null,null,null,null,null,null,null,null,null,null,null,null,null,null,null,null,null,null,null,null,null,null,null,null,null,null,null,null,null,null,null,null,null,null,null,null,null,null,null,null,null,null,null,null,null,null,{"$f":"INDEX('Fixture Descriptions'!A:K,MATCH('Inspection Form'!H1145,'Fixture Descriptions'!A:A,0),8)","v":{"$error":"#N/A"}},{"$error":"#N/A"},null,{"$error":"#N/A"},1,null,null,null,{"$f":"IFERROR(IF(AND(INDEX(Inventory!CA:CA,MATCH('Inspection Form'!B1145,Inventory!B:B,0))=\"Not Qualified\",INDEX(Inventory!L:L,MATCH('Inspection Form'!B1145,Inventory!B:B,0))<>\"\",$Q$5<>\"Pre\"),0,BY1145*BZ1145), 0)","v":0},null,{"$error":"#DIV/0!"},{"$error":"#DIV/0!"},1142]
[null,1142,null,null,null,null,null,null,null,null,null,null,null,null,null,null,null,null,null,null,null,null,null,null,null,null,null,null,null,null,null,null,null,null,null,null,null,null,null,null,null,null,null,null,null,null,null,null,null,null,null,null,null,null,null,null,null,null,null,null,null,null,null,null,null,null,null,null,null,null,null,null,null,{"$f":"INDEX('Fixture Descriptions'!A:K,MATCH('Inspection Form'!H1146,'Fixture Descriptions'!A:A,0),8)","v":{"$error":"#N/A"}},{"$error":"#N/A"},null,{"$error":"#N/A"},1,null,null,null,{"$f":"IFERROR(IF(AND(INDEX(Inventory!CA:CA,MATCH('Inspection Form'!B1146,Inventory!B:B,0))=\"Not Qualified\",INDEX(Inventory!L:L,MATCH('Inspection Form'!B1146,Inventory!B:B,0))<>\"\",$Q$5<>\"Pre\"),0,BY1146*BZ1146), 0)","v":0},null,{"$error":"#DIV/0!"},{"$error":"#DIV/0!"},1143]
[null,1144,null,null,null,null,null,null,null,null,null,null,null,null,null,null,null,null,null,null,null,null,null,null,null,null,null,null,null,null,null,null,null,null,null,null,null,null,null,null,null,null,null,null,null,null,null,null,null,null,null,null,null,null,null,null,null,null,null,null,null,null,null,null,null,null,null,null,null,null,null,null,null,{"$f":"INDEX('Fixture Descriptions'!A:K,MATCH('Inspection Form'!H1148,'Fixture Descriptions'!A:A,0),8)","v":{"$error":"#N/A"}},{"$error":"#N/A"},null,{"$error":"#N/A"},1,null,null,null,{"$f":"IFERROR(IF(AND(INDEX(Inventory!CA:CA,MATCH('Inspection Form'!B1148,Inventory!B:B,0))=\"Not Qualified\",INDEX(Inventory!L:L,MATCH('Inspection Form'!B1148,Inventory!B:B,0))<>\"\",$Q$5<>\"Pre\"),0,BY1148*BZ1148), 0)","v":0},null,{"$error":"#DIV/0!"},{"$error":"#DIV/0!"},1145]
[null,1145,null,null,null,null,null,null,null,null,null,null,null,null,null,null,null,null,null,null,null,null,null,null,null,null,null,null,null,null,null,null,null,null,null,null,null,null,null,null,null,null,null,null,null,null,null,null,null,null,null,null,null,null,null,null,null,null,null,null,null,null,null,null,null,null,null,null,null,null,null,null,null,{"$f":"INDEX('Fixture Descriptions'!A:K,MATCH('Inspection Form'!H1149,'Fixture Descriptions'!A:A,0),8)","v":{"$error":"#N/A"}},{"$error":"#N/A"},null,{"$error":"#N/A"},1,null,null,null,{"$f":"IFERROR(IF(AND(INDEX(Inventory!CA:CA,MATCH('Inspection Form'!B1149,Inventory!B:B,0))=\"Not Qualified\",INDEX(Inventory!L:L,MATCH('Inspection Form'!B1149,Inventory!B:B,0))<>\"\",$Q$5<>\"Pre\"),0,BY1149*BZ1149), 0)","v":0},null,{"$error":"#DIV/0!"},{"$error":"#DIV/0!"},1146]
[null,1148,null,null,null,null,null,null,null,null,null,null,null,null,null,null,null,null,null,null,null,null,null,null,null,null,null,null,null,null,null,null,null,null,null,null,null,null,null,null,null,null,null,null,null,null,null,null,null,null,null,null,null,null,null,null,null,null,null,null,null,null,null,null,null,null,null,null,null,null,null,null,null,{"$f":"INDEX('Fixture Descriptions'!A:K,MATCH('Inspection Form'!H1152,'Fixture Descriptions'!A:A,0),8)","v":{"$error":"#N/A"}},{"$error":"#N/A"},null,{"$error":"#N/A"},1,null,null,null,{"$f":"IFERROR(IF(AND(INDEX(Inventory!CA:CA,MATCH('Inspection Form'!B1152,Inventory!B:B,0))=\"Not Qualified\",INDEX(Inventory!L:L,MATCH('Inspection Form'!B1152,Inventory!B:B,0))<>\"\",$Q$5<>\"Pre\"),0,BY1152*BZ1152), 0)","v":0},null,{"$error":"#DIV/0!"},{"$error":"#DIV/0!"},1149]
[null,1149,null,null,null,null,null,null,null,null,null,null,null,null,null,null,null,null,null,null,null,null,null,null,null,null,null,null,null,null,null,null,null,null,null,null,null,null,null,null,null,null,null,null,null,null,null,null,null,null,null,null,null,null,null,null,null,null,null,null,null,null,null,null,null,null,null,null,null,null,null,null,null,{"$f":"INDEX('Fixture Descriptions'!A:K,MATCH('Inspection Form'!H1153,'Fixture Descriptions'!A:A,0),8)","v":{"$error":"#N/A"}},{"$error":"#N/A"},null,{"$error":"#N/A"},1,null,null,null,{"$f":"IFERROR(IF(AND(INDEX(Inventory!CA:CA,MATCH('Inspection Form'!B1153,Inventory!B:B,0))=\"Not Qualified\",INDEX(Inventory!L:L,MATCH('Inspection Form'!B1153,Inventory!B:B,0))<>\"\",$Q$5<>\"Pre\"),0,BY1153*BZ1153), 0)","v":0},null,{"$error":"#DIV/0!"},{"$error":"#DIV/0!"},1150]
[null,1151,null,null,null,null,null,null,null,null,null,null,null,null,null,null,null,null,null,null,null,null,null,null,null,null,null,null,null,null,null,null,null,null,null,null,null,null,null,null,null,null,null,null,null,null,null,null,null,null,null,null,null,null,null,null,null,null,null,null,null,null,null,null,null,null,null,null,null,null,null,null,null,{"$f":"INDEX('Fixture Descriptions'!A:K,MATCH('Inspection Form'!H1155,'Fixture Descriptions'!A:A,0),8)","v":{"$error":"#N/A"}},{"$error":"#N/A"},null,{"$error":"#N/A"},1,null,null,null,{"$f":"IFERROR(IF(AND(INDEX(Inventory!CA:CA,MATCH('Inspection Form'!B1155,Inventory!B:B,0))=\"Not Qualified\",INDEX(Inventory!L:L,MATCH('Inspection Form'!B1155,Inventory!B:B,0))<>\"\",$Q$5<>\"Pre\"),0,BY1155*BZ1155), 0)","v":0},null,{"$error":"#DIV/0!"},{"$error":"#DIV/0!"},1152]
[null,1152,null,null,null,null,null,null,null,null,null,null,null,null,null,null,null,null,null,null,null,null,null,null,null,null,null,null,null,null,null,null,null,null,null,null,null,null,null,null,null,null,null,null,null,null,null,null,null,null,null,null,null,null,null,null,null,null,null,null,null,null,null,null,null,null,null,null,null,null,null,null,null,{"$f":"INDEX('Fixture Descriptions'!A:K,MATCH('Inspection Form'!H1156,'Fixture Descriptions'!A:A,0),8)","v":{"$error":"#N/A"}},{"$error":"#N/A"},null,{"$error":"#N/A"},1,null,null,null,{"$f":"IFERROR(IF(AND(INDEX(Inventory!CA:CA,MATCH('Inspection Form'!B1156,Inventory!B:B,0))=\"Not Qualified\",INDEX(Inventory!L:L,MATCH('Inspection Form'!B1156,Inventory!B:B,0))<>\"\",$Q$5<>\"Pre\"),0,BY1156*BZ1156), 0)","v":0},null,{"$error":"#DIV/0!"},{"$error":"#DIV/0!"},1153]
[null,1155,null,null,null,null,null,null,null,null,null,null,null,null,null,null,null,null,null,null,null,null,null,null,null,null,null,null,null,null,null,null,null,null,null,null,null,null,null,null,null,null,null,null,null,null,null,null,null,null,null,null,null,null,null,null,null,null,null,null,null,null,null,null,null,null,null,null,null,null,null,null,null,{"$f":"INDEX('Fixture Descriptions'!A:K,MATCH('Inspection Form'!H1159,'Fixture Descriptions'!A:A,0),8)","v":{"$error":"#N/A"}},{"$error":"#N/A"},null,{"$error":"#N/A"},1,null,null,null,{"$f":"IFERROR(IF(AND(INDEX(Inventory!CA:CA,MATCH('Inspection Form'!B1159,Inventory!B:B,0))=\"Not Qualified\",INDEX(Inventory!L:L,MATCH('Inspection Form'!B1159,Inventory!B:B,0))<>\"\",$Q$5<>\"Pre\"),0,BY1159*BZ1159), 0)","v":0},null,{"$error":"#DIV/0!"},{"$error":"#DIV/0!"},1156]
[null,1156,null,null,null,null,null,null,null,null,null,null,null,null,null,null,null,null,null,null,null,null,null,null,null,null,null,null,null,null,null,null,null,null,null,null,null,null,null,null,null,null,null,null,null,null,null,null,null,null,null,null,null,null,null,null,null,null,null,null,null,null,null,null,null,null,null,null,null,null,null,null,null,{"$f":"INDEX('Fixture Descriptions'!A:K,MATCH('Inspection Form'!H1160,'Fixture Descriptions'!A:A,0),8)","v":{"$error":"#N/A"}},{"$error":"#N/A"},null,{"$error":"#N/A"},1,null,null,null,{"$f":"IFERROR(IF(AND(INDEX(Inventory!CA:CA,MATCH('Inspection Form'!B1160,Inventory!B:B,0))=\"Not Qualified\",INDEX(Inventory!L:L,MATCH('Inspection Form'!B1160,Inventory!B:B,0))<>\"\",$Q$5<>\"Pre\"),0,BY1160*BZ1160), 0)","v":0},null,{"$error":"#DIV/0!"},{"$error":"#DIV/0!"},1157]
[null,1158,null,null,null,null,null,null,null,null,null,null,null,null,null,null,null,null,null,null,null,null,null,null,null,null,null,null,null,null,null,null,null,null,null,null,null,null,null,null,null,null,null,null,null,null,null,null,null,null,null,null,null,null,null,null,null,null,null,null,null,null,null,null,null,null,null,null,null,null,null,null,null,{"$f":"INDEX('Fixture Descriptions'!A:K,MATCH('Inspection Form'!H1162,'Fixture Descriptions'!A:A,0),8)","v":{"$error":"#N/A"}},{"$error":"#N/A"},null,{"$error":"#N/A"},1,null,null,null,{"$f":"IFERROR(IF(AND(INDEX(Inventory!CA:CA,MATCH('Inspection Form'!B1162,Inventory!B:B,0))=\"Not Qualified\",INDEX(Inventory!L:L,MATCH('Inspection Form'!B1162,Inventory!B:B,0))<>\"\",$Q$5<>\"Pre\"),0,BY1162*BZ1162), 0)","v":0},null,{"$error":"#DIV/0!"},{"$error":"#DIV/0!"},1159]
[null,1159,null,null,null,null,null,null,null,null,null,null,null,null,null,null,null,null,null,null,null,null,null,null,null,null,null,null,null,null,null,null,null,null,null,null,null,null,null,null,null,null,null,null,null,null,null,null,null,null,null,null,null,null,null,null,null,null,null,null,null,null,null,null,null,null,null,null,null,null,null,null,null,{"$f":"INDEX('Fixture Descriptions'!A:K,MATCH('Inspection Form'!H1163,'Fixture Descriptions'!A:A,0),8)","v":{"$error":"#N/A"}},{"$error":"#N/A"},null,{"$error":"#N/A"},1,null,null,null,{"$f":"IFERROR(IF(AND(INDEX(Inventory!CA:CA,MATCH('Inspection Form'!B1163,Inventory!B:B,0))=\"Not Qualified\",INDEX(Inventory!L:L,MATCH('Inspection Form'!B1163,Inventory!B:B,0))<>\"\",$Q$5<>\"Pre\"),0,BY1163*BZ1163), 0)","v":0},null,{"$error":"#DIV/0!"},{"$error":"#DIV/0!"},1160]
[null,1162,null,null,null,null,null,null,null,null,null,null,null,null,null,null,null,null,null,null,null,null,null,null,null,null,null,null,null,null,null,null,null,null,null,null,null,null,null,null,null,null,null,null,null,null,null,null,null,null,null,null,null,null,null,null,null,null,null,null,null,null,null,null,null,null,null,null,null,null,null,null,null,{"$f":"INDEX('Fixture Descriptions'!A:K,MATCH('Inspection Form'!H1166,'Fixture Descriptions'!A:A,0),8)","v":{"$error":"#N/A"}},{"$error":"#N/A"},null,{"$error":"#N/A"},1,null,null,null,{"$f":"IFERROR(IF(AND(INDEX(Inventory!CA:CA,MATCH('Inspection Form'!B1166,Inventory!B:B,0))=\"Not Qualified\",INDEX(Inventory!L:L,MATCH('Inspection Form'!B1166,Inventory!B:B,0))<>\"\",$Q$5<>\"Pre\"),0,BY1166*BZ1166), 0)","v":0},null,{"$error":"#DIV/0!"},{"$error":"#DIV/0!"},1163]
[null,1163,null,null,null,null,null,null,null,null,null,null,null,null,null,null,null,null,null,null,null,null,null,null,null,null,null,null,null,null,null,null,null,null,null,null,null,null,null,null,null,null,null,null,null,null,null,null,null,null,null,null,null,null,null,null,null,null,null,null,null,null,null,null,null,null,null,null,null,null,null,null,null,{"$f":"INDEX('Fixture Descriptions'!A:K,MATCH('Inspection Form'!H1167,'Fixture Descriptions'!A:A,0),8)","v":{"$error":"#N/A"}},{"$error":"#N/A"},null,{"$error":"#N/A"},1,null,null,null,{"$f":"IFERROR(IF(AND(INDEX(Inventory!CA:CA,MATCH('Inspection Form'!B1167,Inventory!B:B,0))=\"Not Qualified\",INDEX(Inventory!L:L,MATCH('Inspection Form'!B1167,Inventory!B:B,0))<>\"\",$Q$5<>\"Pre\"),0,BY1167*BZ1167), 0)","v":0},null,{"$error":"#DIV/0!"},{"$error":"#DIV/0!"},1164]
[null,1165,null,null,null,null,null,null,null,null,null,null,null,null,null,null,null,null,null,null,null,null,null,null,null,null,null,null,null,null,null,null,null,null,null,null,null,null,null,null,null,null,null,null,null,null,null,null,null,null,null,null,null,null,null,null,null,null,null,null,null,null,null,null,null,null,null,null,null,null,null,null,null,{"$f":"INDEX('Fixture Descriptions'!A:K,MATCH('Inspection Form'!H1169,'Fixture Descriptions'!A:A,0),8)","v":{"$error":"#N/A"}},{"$error":"#N/A"},null,{"$error":"#N/A"},1,null,null,null,{"$f":"IFERROR(IF(AND(INDEX(Inventory!CA:CA,MATCH('Inspection Form'!B1169,Inventory!B:B,0))=\"Not Qualified\",INDEX(Inventory!L:L,MATCH('Inspection Form'!B1169,Inventory!B:B,0))<>\"\",$Q$5<>\"Pre\"),0,BY1169*BZ1169), 0)","v":0},null,{"$error":"#DIV/0!"},{"$error":"#DIV/0!"},1166]
[null,1166,null,null,null,null,null,null,null,null,null,null,null,null,null,null,null,null,null,null,null,null,null,null,null,null,null,null,null,null,null,null,null,null,null,null,null,null,null,null,null,null,null,null,null,null,null,null,null,null,null,null,null,null,null,null,null,null,null,null,null,null,null,null,null,null,null,null,null,null,null,null,null,{"$f":"INDEX('Fixture Descriptions'!A:K,MATCH('Inspection Form'!H1170,'Fixture Descriptions'!A:A,0),8)","v":{"$error":"#N/A"}},{"$error":"#N/A"},null,{"$error":"#N/A"},1,null,null,null,{"$f":"IFERROR(IF(AND(INDEX(Inventory!CA:CA,MATCH('Inspection Form'!B1170,Inventory!B:B,0))=\"Not Qualified\",INDEX(Inventory!L:L,MATCH('Inspection Form'!B1170,Inventory!B:B,0))<>\"\",$Q$5<>\"Pre\"),0,BY1170*BZ1170), 0)","v":0},null,{"$error":"#DIV/0!"},{"$error":"#DIV/0!"},1167]
[null,1169,null,null,null,null,null,null,null,null,null,null,null,null,null,null,null,null,null,null,null,null,null,null,null,null,null,null,null,null,null,null,null,null,null,null,null,null,null,null,null,null,null,null,null,null,null,null,null,null,null,null,null,null,null,null,null,null,null,null,null,null,null,null,null,null,null,null,null,null,null,null,null,{"$f":"INDEX('Fixture Descriptions'!A:K,MATCH('Inspection Form'!H1173,'Fixture Descriptions'!A:A,0),8)","v":{"$error":"#N/A"}},{"$error":"#N/A"},null,{"$error":"#N/A"},1,null,null,null,{"$f":"IFERROR(IF(AND(INDEX(Inventory!CA:CA,MATCH('Inspection Form'!B1173,Inventory!B:B,0))=\"Not Qualified\",INDEX(Inventory!L:L,MATCH('Inspection Form'!B1173,Inventory!B:B,0))<>\"\",$Q$5<>\"Pre\"),0,BY1173*BZ1173), 0)","v":0},null,{"$error":"#DIV/0!"},{"$error":"#DIV/0!"},1170]
[null,1170,null,null,null,null,null,null,null,null,null,null,null,null,null,null,null,null,null,null,null,null,null,null,null,null,null,null,null,null,null,null,null,null,null,null,null,null,null,null,null,null,null,null,null,null,null,null,null,null,null,null,null,null,null,null,null,null,null,null,null,null,null,null,null,null,null,null,null,null,null,null,null,{"$f":"INDEX('Fixture Descriptions'!A:K,MATCH('Inspection Form'!H1174,'Fixture Descriptions'!A:A,0),8)","v":{"$error":"#N/A"}},{"$error":"#N/A"},null,{"$error":"#N/A"},1,null,null,null,{"$f":"IFERROR(IF(AND(INDEX(Inventory!CA:CA,MATCH('Inspection Form'!B1174,Inventory!B:B,0))=\"Not Qualified\",INDEX(Inventory!L:L,MATCH('Inspection Form'!B1174,Inventory!B:B,0))<>\"\",$Q$5<>\"Pre\"),0,BY1174*BZ1174), 0)","v":0},null,{"$error":"#DIV/0!"},{"$error":"#DIV/0!"},1171]
[null,1172,null,null,null,null,null,null,null,null,null,null,null,null,null,null,null,null,null,null,null,null,null,null,null,null,null,null,null,null,null,null,null,null,null,null,null,null,null,null,null,null,null,null,null,null,null,null,null,null,null,null,null,null,null,null,null,null,null,null,null,null,null,null,null,null,null,null,null,null,null,null,null,{"$f":"INDEX('Fixture Descriptions'!A:K,MATCH('Inspection Form'!H1176,'Fixture Descriptions'!A:A,0),8)","v":{"$error":"#N/A"}},{"$error":"#N/A"},null,{"$error":"#N/A"},1,null,null,null,{"$f":"IFERROR(IF(AND(INDEX(Inventory!CA:CA,MATCH('Inspection Form'!B1176,Inventory!B:B,0))=\"Not Qualified\",INDEX(Inventory!L:L,MATCH('Inspection Form'!B1176,Inventory!B:B,0))<>\"\",$Q$5<>\"Pre\"),0,BY1176*BZ1176), 0)","v":0},null,{"$error":"#DIV/0!"},{"$error":"#DIV/0!"},1173]
[null,1173,null,null,null,null,null,null,null,null,null,null,null,null,null,null,null,null,null,null,null,null,null,null,null,null,null,null,null,null,null,null,null,null,null,null,null,null,null,null,null,null,null,null,null,null,null,null,null,null,null,null,null,null,null,null,null,null,null,null,null,null,null,null,null,null,null,null,null,null,null,null,null,{"$f":"INDEX('Fixture Descriptions'!A:K,MATCH('Inspection Form'!H1177,'Fixture Descriptions'!A:A,0),8)","v":{"$error":"#N/A"}},{"$error":"#N/A"},null,{"$error":"#N/A"},1,null,null,null,{"$f":"IFERROR(IF(AND(INDEX(Inventory!CA:CA,MATCH('Inspection Form'!B1177,Inventory!B:B,0))=\"Not Qualified\",INDEX(Inventory!L:L,MATCH('Inspection Form'!B1177,Inventory!B:B,0))<>\"\",$Q$5<>\"Pre\"),0,BY1177*BZ1177), 0)","v":0},null,{"$error":"#DIV/0!"},{"$error":"#DIV/0!"},1174]
[null,1176,null,null,null,null,null,null,null,null,null,null,null,null,null,null,null,null,null,null,null,null,null,null,null,null,null,null,null,null,null,null,null,null,null,null,null,null,null,null,null,null,null,null,null,null,null,null,null,null,null,null,null,null,null,null,null,null,null,null,null,null,null,null,null,null,null,null,null,null,null,null,null,{"$f":"INDEX('Fixture Descriptions'!A:K,MATCH('Inspection Form'!H1180,'Fixture Descriptions'!A:A,0),8)","v":{"$error":"#N/A"}},{"$error":"#N/A"},null,{"$error":"#N/A"},1,null,null,null,{"$f":"IFERROR(IF(AND(INDEX(Inventory!CA:CA,MATCH('Inspection Form'!B1180,Inventory!B:B,0))=\"Not Qualified\",INDEX(Inventory!L:L,MATCH('Inspection Form'!B1180,Inventory!B:B,0))<>\"\",$Q$5<>\"Pre\"),0,BY1180*BZ1180), 0)","v":0},null,{"$error":"#DIV/0!"},{"$error":"#DIV/0!"},1177]
[null,1177,null,null,null,null,null,null,null,null,null,null,null,null,null,null,null,null,null,null,null,null,null,null,null,null,null,null,null,null,null,null,null,null,null,null,null,null,null,null,null,null,null,null,null,null,null,null,null,null,null,null,null,null,null,null,null,null,null,null,null,null,null,null,null,null,null,null,null,null,null,null,null,{"$f":"INDEX('Fixture Descriptions'!A:K,MATCH('Inspection Form'!H1181,'Fixture Descriptions'!A:A,0),8)","v":{"$error":"#N/A"}},{"$error":"#N/A"},null,{"$error":"#N/A"},1,null,null,null,{"$f":"IFERROR(IF(AND(INDEX(Inventory!CA:CA,MATCH('Inspection Form'!B1181,Inventory!B:B,0))=\"Not Qualified\",INDEX(Inventory!L:L,MATCH('Inspection Form'!B1181,Inventory!B:B,0))<>\"\",$Q$5<>\"Pre\"),0,BY1181*BZ1181), 0)","v":0},null,{"$error":"#DIV/0!"},{"$error":"#DIV/0!"},1178]
[null,1179,null,null,null,null,null,null,null,null,null,null,null,null,null,null,null,null,null,null,null,null,null,null,null,null,null,null,null,null,null,null,null,null,null,null,null,null,null,null,null,null,null,null,null,null,null,null,null,null,null,null,null,null,null,null,null,null,null,null,null,null,null,null,null,null,null,null,null,null,null,null,null,{"$f":"INDEX('Fixture Descriptions'!A:K,MATCH('Inspection Form'!H1183,'Fixture Descriptions'!A:A,0),8)","v":{"$error":"#N/A"}},{"$error":"#N/A"},null,{"$error":"#N/A"},1,null,null,null,{"$f":"IFERROR(IF(AND(INDEX(Inventory!CA:CA,MATCH('Inspection Form'!B1183,Inventory!B:B,0))=\"Not Qualified\",INDEX(Inventory!L:L,MATCH('Inspection Form'!B1183,Inventory!B:B,0))<>\"\",$Q$5<>\"Pre\"),0,BY1183*BZ1183), 0)","v":0},null,{"$error":"#DIV/0!"},{"$error":"#DIV/0!"},1180]
[null,1180,null,null,null,null,null,null,null,null,null,null,null,null,null,null,null,null,null,null,null,null,null,null,null,null,null,null,null,null,null,null,null,null,null,null,null,null,null,null,null,null,null,null,null,null,null,null,null,null,null,null,null,null,null,null,null,null,null,null,null,null,null,null,null,null,null,null,null,null,null,null,null,{"$f":"INDEX('Fixture Descriptions'!A:K,MATCH('Inspection Form'!H1184,'Fixture Descriptions'!A:A,0),8)","v":{"$error":"#N/A"}},{"$error":"#N/A"},null,{"$error":"#N/A"},1,null,null,null,{"$f":"IFERROR(IF(AND(INDEX(Inventory!CA:CA,MATCH('Inspection Form'!B1184,Inventory!B:B,0))=\"Not Qualified\",INDEX(Inventory!L:L,MATCH('Inspection Form'!B1184,Inventory!B:B,0))<>\"\",$Q$5<>\"Pre\"),0,BY1184*BZ1184), 0)","v":0},null,{"$error":"#DIV/0!"},{"$error":"#DIV/0!"},1181]
[null,1183,null,null,null,null,null,null,null,null,null,null,null,null,null,null,null,null,null,null,null,null,null,null,null,null,null,null,null,null,null,null,null,null,null,null,null,null,null,null,null,null,null,null,null,null,null,null,null,null,null,null,null,null,null,null,null,null,null,null,null,null,null,null,null,null,null,null,null,null,null,null,null,{"$f":"INDEX('Fixture Descriptions'!A:K,MATCH('Inspection Form'!H1187,'Fixture Descriptions'!A:A,0),8)","v":{"$error":"#N/A"}},{"$error":"#N/A"},null,{"$error":"#N/A"},1,null,null,null,{"$f":"IFERROR(IF(AND(INDEX(Inventory!CA:CA,MATCH('Inspection Form'!B1187,Inventory!B:B,0))=\"Not Qualified\",INDEX(Inventory!L:L,MATCH('Inspection Form'!B1187,Inventory!B:B,0))<>\"\",$Q$5<>\"Pre\"),0,BY1187*BZ1187), 0)","v":0},null,{"$error":"#DIV/0!"},{"$error":"#DIV/0!"},1184]
[null,1184,null,null,null,null,null,null,null,null,null,null,null,null,null,null,null,null,null,null,null,null,null,null,null,null,null,null,null,null,null,null,null,null,null,null,null,null,null,null,null,null,null,null,null,null,null,null,null,null,null,null,null,null,null,null,null,null,null,null,null,null,null,null,null,null,null,null,null,null,null,null,null,{"$f":"INDEX('Fixture Descriptions'!A:K,MATCH('Inspection Form'!H1188,'Fixture Descriptions'!A:A,0),8)","v":{"$error":"#N/A"}},{"$error":"#N/A"},null,{"$error":"#N/A"},1,null,null,null,{"$f":"IFERROR(IF(AND(INDEX(Inventory!CA:CA,MATCH('Inspection Form'!B1188,Inventory!B:B,0))=\"Not Qualified\",INDEX(Inventory!L:L,MATCH('Inspection Form'!B1188,Inventory!B:B,0))<>\"\",$Q$5<>\"Pre\"),0,BY1188*BZ1188), 0)","v":0},null,{"$error":"#DIV/0!"},{"$error":"#DIV/0!"},1185]
[null,1186,null,null,null,null,null,null,null,null,null,null,null,null,null,null,null,null,null,null,null,null,null,null,null,null,null,null,null,null,null,null,null,null,null,null,null,null,null,null,null,null,null,null,null,null,null,null,null,null,null,null,null,null,null,null,null,null,null,null,null,null,null,null,null,null,null,null,null,null,null,null,null,{"$f":"INDEX('Fixture Descriptions'!A:K,MATCH('Inspection Form'!H1190,'Fixture Descriptions'!A:A,0),8)","v":{"$error":"#N/A"}},{"$error":"#N/A"},null,{"$error":"#N/A"},1,null,null,null,{"$f":"IFERROR(IF(AND(INDEX(Inventory!CA:CA,MATCH('Inspection Form'!B1190,Inventory!B:B,0))=\"Not Qualified\",INDEX(Inventory!L:L,MATCH('Inspection Form'!B1190,Inventory!B:B,0))<>\"\",$Q$5<>\"Pre\"),0,BY1190*BZ1190), 0)","v":0},null,{"$error":"#DIV/0!"},{"$error":"#DIV/0!"},1187]
[null,1187,null,null,null,null,null,null,null,null,null,null,null,null,null,null,null,null,null,null,null,null,null,null,null,null,null,null,null,null,null,null,null,null,null,null,null,null,null,null,null,null,null,null,null,null,null,null,null,null,null,null,null,null,null,null,null,null,null,null,null,null,null,null,null,null,null,null,null,null,null,null,null,{"$f":"INDEX('Fixture Descriptions'!A:K,MATCH('Inspection Form'!H1191,'Fixture Descriptions'!A:A,0),8)","v":{"$error":"#N/A"}},{"$error":"#N/A"},null,{"$error":"#N/A"},1,null,null,null,{"$f":"IFERROR(IF(AND(INDEX(Inventory!CA:CA,MATCH('Inspection Form'!B1191,Inventory!B:B,0))=\"Not Qualified\",INDEX(Inventory!L:L,MATCH('Inspection Form'!B1191,Inventory!B:B,0))<>\"\",$Q$5<>\"Pre\"),0,BY1191*BZ1191), 0)","v":0},null,{"$error":"#DIV/0!"},{"$error":"#DIV/0!"},1188]
[null,1190,null,null,null,null,null,null,null,null,null,null,null,null,null,null,null,null,null,null,null,null,null,null,null,null,null,null,null,null,null,null,null,null,null,null,null,null,null,null,null,null,null,null,null,null,null,null,null,null,null,null,null,null,null,null,null,null,null,null,null,null,null,null,null,null,null,null,null,null,null,null,null,{"$f":"INDEX('Fixture Descriptions'!A:K,MATCH('Inspection Form'!H1194,'Fixture Descriptions'!A:A,0),8)","v":{"$error":"#N/A"}},{"$error":"#N/A"},null,{"$error":"#N/A"},1,null,null,null,{"$f":"IFERROR(IF(AND(INDEX(Inventory!CA:CA,MATCH('Inspection Form'!B1194,Inventory!B:B,0))=\"Not Qualified\",INDEX(Inventory!L:L,MATCH('Inspection Form'!B1194,Inventory!B:B,0))<>\"\",$Q$5<>\"Pre\"),0,BY1194*BZ1194), 0)","v":0},null,{"$error":"#DIV/0!"},{"$error":"#DIV/0!"},1191]
[null,1191,null,null,null,null,null,null,null,null,null,null,null,null,null,null,null,null,null,null,null,null,null,null,null,null,null,null,null,null,null,null,null,null,null,null,null,null,null,null,null,null,null,null,null,null,null,null,null,null,null,null,null,null,null,null,null,null,null,null,null,null,null,null,null,null,null,null,null,null,null,null,null,{"$f":"INDEX('Fixture Descriptions'!A:K,MATCH('Inspection Form'!H1195,'Fixture Descriptions'!A:A,0),8)","v":{"$error":"#N/A"}},{"$error":"#N/A"},null,{"$error":"#N/A"},1,null,null,null,{"$f":"IFERROR(IF(AND(INDEX(Inventory!CA:CA,MATCH('Inspection Form'!B1195,Inventory!B:B,0))=\"Not Qualified\",INDEX(Inventory!L:L,MATCH('Inspection Form'!B1195,Inventory!B:B,0))<>\"\",$Q$5<>\"Pre\"),0,BY1195*BZ1195), 0)","v":0},null,{"$error":"#DIV/0!"},{"$error":"#DIV/0!"},1192]
[null,1193,null,null,null,null,null,null,null,null,null,null,null,null,null,null,null,null,null,null,null,null,null,null,null,null,null,null,null,null,null,null,null,null,null,null,null,null,null,null,null,null,null,null,null,null,null,null,null,null,null,null,null,null,null,null,null,null,null,null,null,null,null,null,null,null,null,null,null,null,null,null,null,{"$f":"INDEX('Fixture Descriptions'!A:K,MATCH('Inspection Form'!H1197,'Fixture Descriptions'!A:A,0),8)","v":{"$error":"#N/A"}},{"$error":"#N/A"},null,{"$error":"#N/A"},1,null,null,null,{"$f":"IFERROR(IF(AND(INDEX(Inventory!CA:CA,MATCH('Inspection Form'!B1197,Inventory!B:B,0))=\"Not Qualified\",INDEX(Inventory!L:L,MATCH('Inspection Form'!B1197,Inventory!B:B,0))<>\"\",$Q$5<>\"Pre\"),0,BY1197*BZ1197), 0)","v":0},null,{"$error":"#DIV/0!"},{"$error":"#DIV/0!"},1194]
[null,1194,null,null,null,null,null,null,null,null,null,null,null,null,null,null,null,null,null,null,null,null,null,null,null,null,null,null,null,null,null,null,null,null,null,null,null,null,null,null,null,null,null,null,null,null,null,null,null,null,null,null,null,null,null,null,null,null,null,null,null,null,null,null,null,null,null,null,null,null,null,null,null,{"$f":"INDEX('Fixture Descriptions'!A:K,MATCH('Inspection Form'!H1198,'Fixture Descriptions'!A:A,0),8)","v":{"$error":"#N/A"}},{"$error":"#N/A"},null,{"$error":"#N/A"},1,null,null,null,{"$f":"IFERROR(IF(AND(INDEX(Inventory!CA:CA,MATCH('Inspection Form'!B1198,Inventory!B:B,0))=\"Not Qualified\",INDEX(Inventory!L:L,MATCH('Inspection Form'!B1198,Inventory!B:B,0))<>\"\",$Q$5<>\"Pre\"),0,BY1198*BZ1198), 0)","v":0},null,{"$error":"#DIV/0!"},{"$error":"#DIV/0!"},1195]
[null,1197,null,null,null,null,null,null,null,null,null,null,null,null,null,null,null,null,null,null,null,null,null,null,null,null,null,null,null,null,null,null,null,null,null,null,null,null,null,null,null,null,null,null,null,null,null,null,null,null,null,null,null,null,null,null,null,null,null,null,null,null,null,null,null,null,null,null,null,null,null,null,null,{"$f":"INDEX('Fixture Descriptions'!A:K,MATCH('Inspection Form'!H1201,'Fixture Descriptions'!A:A,0),8)","v":{"$error":"#N/A"}},{"$error":"#N/A"},null,{"$error":"#N/A"},1,null,null,null,{"$f":"IFERROR(IF(AND(INDEX(Inventory!CA:CA,MATCH('Inspection Form'!B1201,Inventory!B:B,0))=\"Not Qualified\",INDEX(Inventory!L:L,MATCH('Inspection Form'!B1201,Inventory!B:B,0))<>\"\",$Q$5<>\"Pre\"),0,BY1201*BZ1201), 0)","v":0},null,{"$error":"#DIV/0!"},{"$error":"#DIV/0!"},1198]
[null,1198,null,null,null,null,null,null,null,null,null,null,null,null,null,null,null,null,null,null,null,null,null,null,null,null,null,null,null,null,null,null,null,null,null,null,null,null,null,null,null,null,null,null,null,null,null,null,null,null,null,null,null,null,null,null,null,null,null,null,null,null,null,null,null,null,null,null,null,null,null,null,null,{"$f":"INDEX('Fixture Descriptions'!A:K,MATCH('Inspection Form'!H1202,'Fixture Descriptions'!A:A,0),8)","v":{"$error":"#N/A"}},{"$error":"#N/A"},null,{"$error":"#N/A"},1,null,null,null,{"$f":"IFERROR(IF(AND(INDEX(Inventory!CA:CA,MATCH('Inspection Form'!B1202,Inventory!B:B,0))=\"Not Qualified\",INDEX(Inventory!L:L,MATCH('Inspection Form'!B1202,Inventory!B:B,0))<>\"\",$Q$5<>\"Pre\"),0,BY1202*BZ1202), 0)","v":0},null,{"$error":"#DIV/0!"},{"$error":"#DIV/0!"},1199]
[null,1200,null,null,null,null,null,null,null,null,null,null,null,null,null,null,null,null,null,null,null,null,null,null,null,null,null,null,null,null,null,null,null,null,null,null,null,null,null,null,null,null,null,null,null,null,null,null,null,null,null,null,null,null,null,null,null,null,null,null,null,null,null,null,null,null,null,null,null,null,null,null,null,{"$f":"INDEX('Fixture Descriptions'!A:K,MATCH('Inspection Form'!H1204,'Fixture Descriptions'!A:A,0),8)","v":{"$error":"#N/A"}},{"$error":"#N/A"},null,{"$error":"#N/A"},1,null,null,null,{"$f":"IFERROR(IF(AND(INDEX(Inventory!CA:CA,MATCH('Inspection Form'!B1204,Inventory!B:B,0))=\"Not Qualified\",INDEX(Inventory!L:L,MATCH('Inspection Form'!B1204,Inventory!B:B,0))<>\"\",$Q$5<>\"Pre\"),0,BY1204*BZ1204), 0)","v":0},null,{"$error":"#DIV/0!"},{"$error":"#DIV/0!"},1201]
[null,1201,null,null,null,null,null,null,null,null,null,null,null,null,null,null,null,null,null,null,null,null,null,null,null,null,null,null,null,null,null,null,null,null,null,null,null,null,null,null,null,null,null,null,null,null,null,null,null,null,null,null,null,null,null,null,null,null,null,null,null,null,null,null,null,null,null,null,null,null,null,null,null,{"$f":"INDEX('Fixture Descriptions'!A:K,MATCH('Inspection Form'!H1205,'Fixture Descriptions'!A:A,0),8)","v":{"$error":"#N/A"}},{"$error":"#N/A"},null,{"$error":"#N/A"},1,null,null,null,{"$f":"IFERROR(IF(AND(INDEX(Inventory!CA:CA,MATCH('Inspection Form'!B1205,Inventory!B:B,0))=\"Not Qualified\",INDEX(Inventory!L:L,MATCH('Inspection Form'!B1205,Inventory!B:B,0))<>\"\",$Q$5<>\"Pre\"),0,BY1205*BZ1205), 0)","v":0},null,{"$error":"#DIV/0!"},{"$error":"#DIV/0!"},1202]
[null,1204,null,null,null,null,null,null,null,null,null,null,null,null,null,null,null,null,null,null,null,null,null,null,null,null,null,null,null,null,null,null,null,null,null,null,null,null,null,null,null,null,null,null,null,null,null,null,null,null,null,null,null,null,null,null,null,null,null,null,null,null,null,null,null,null,null,null,null,null,null,null,null,{"$f":"INDEX('Fixture Descriptions'!A:K,MATCH('Inspection Form'!H1208,'Fixture Descriptions'!A:A,0),8)","v":{"$error":"#N/A"}},{"$error":"#N/A"},null,{"$error":"#N/A"},1,null,null,null,{"$f":"IFERROR(IF(AND(INDEX(Inventory!CA:CA,MATCH('Inspection Form'!B1208,Inventory!B:B,0))=\"Not Qualified\",INDEX(Inventory!L:L,MATCH('Inspection Form'!B1208,Inventory!B:B,0))<>\"\",$Q$5<>\"Pre\"),0,BY1208*BZ1208), 0)","v":0},null,{"$error":"#DIV/0!"},{"$error":"#DIV/0!"},1205]
[null,1205,null,null,null,null,null,null,null,null,null,null,null,null,null,null,null,null,null,null,null,null,null,null,null,null,null,null,null,null,null,null,null,null,null,null,null,null,null,null,null,null,null,null,null,null,null,null,null,null,null,null,null,null,null,null,null,null,null,null,null,null,null,null,null,null,null,null,null,null,null,null,null,{"$f":"INDEX('Fixture Descriptions'!A:K,MATCH('Inspection Form'!H1209,'Fixture Descriptions'!A:A,0),8)","v":{"$error":"#N/A"}},{"$error":"#N/A"},null,{"$error":"#N/A"},1,null,null,null,{"$f":"IFERROR(IF(AND(INDEX(Inventory!CA:CA,MATCH('Inspection Form'!B1209,Inventory!B:B,0))=\"Not Qualified\",INDEX(Inventory!L:L,MATCH('Inspection Form'!B1209,Inventory!B:B,0))<>\"\",$Q$5<>\"Pre\"),0,BY1209*BZ1209), 0)","v":0},null,{"$error":"#DIV/0!"},{"$error":"#DIV/0!"},1206]
[null,1207,null,null,null,null,null,null,null,null,null,null,null,null,null,null,null,null,null,null,null,null,null,null,null,null,null,null,null,null,null,null,null,null,null,null,null,null,null,null,null,null,null,null,null,null,null,null,null,null,null,null,null,null,null,null,null,null,null,null,null,null,null,null,null,null,null,null,null,null,null,null,null,{"$f":"INDEX('Fixture Descriptions'!A:K,MATCH('Inspection Form'!H1211,'Fixture Descriptions'!A:A,0),8)","v":{"$error":"#N/A"}},{"$error":"#N/A"},null,{"$error":"#N/A"},1,null,null,null,{"$f":"IFERROR(IF(AND(INDEX(Inventory!CA:CA,MATCH('Inspection Form'!B1211,Inventory!B:B,0))=\"Not Qualified\",INDEX(Inventory!L:L,MATCH('Inspection Form'!B1211,Inventory!B:B,0))<>\"\",$Q$5<>\"Pre\"),0,BY1211*BZ1211), 0)","v":0},null,{"$error":"#DIV/0!"},{"$error":"#DIV/0!"},1208]
[null,1208,null,null,null,null,null,null,null,null,null,null,null,null,null,null,null,null,null,null,null,null,null,null,null,null,null,null,null,null,null,null,null,null,null,null,null,null,null,null,null,null,null,null,null,null,null,null,null,null,null,null,null,null,null,null,null,null,null,null,null,null,null,null,null,null,null,null,null,null,null,null,null,{"$f":"INDEX('Fixture Descriptions'!A:K,MATCH('Inspection Form'!H1212,'Fixture Descriptions'!A:A,0),8)","v":{"$error":"#N/A"}},{"$error":"#N/A"},null,{"$error":"#N/A"},1,null,null,null,{"$f":"IFERROR(IF(AND(INDEX(Inventory!CA:CA,MATCH('Inspection Form'!B1212,Inventory!B:B,0))=\"Not Qualified\",INDEX(Inventory!L:L,MATCH('Inspection Form'!B1212,Inventory!B:B,0))<>\"\",$Q$5<>\"Pre\"),0,BY1212*BZ1212), 0)","v":0},null,{"$error":"#DIV/0!"},{"$error":"#DIV/0!"},1209]
[null,1211,null,null,null,null,null,null,null,null,null,null,null,null,null,null,null,null,null,null,null,null,null,null,null,null,null,null,null,null,null,null,null,null,null,null,null,null,null,null,null,null,null,null,null,null,null,null,null,null,null,null,null,null,null,null,null,null,null,null,null,null,null,null,null,null,null,null,null,null,null,null,null,{"$f":"INDEX('Fixture Descriptions'!A:K,MATCH('Inspection Form'!H1215,'Fixture Descriptions'!A:A,0),8)","v":{"$error":"#N/A"}},{"$error":"#N/A"},null,{"$error":"#N/A"},1,null,null,null,{"$f":"IFERROR(IF(AND(INDEX(Inventory!CA:CA,MATCH('Inspection Form'!B1215,Inventory!B:B,0))=\"Not Qualified\",INDEX(Inventory!L:L,MATCH('Inspection Form'!B1215,Inventory!B:B,0))<>\"\",$Q$5<>\"Pre\"),0,BY1215*BZ1215), 0)","v":0},null,{"$error":"#DIV/0!"},{"$error":"#DIV/0!"},1212]
[null,1212,null,null,null,null,null,null,null,null,null,null,null,null,null,null,null,null,null,null,null,null,null,null,null,null,null,null,null,null,null,null,null,null,null,null,null,null,null,null,null,null,null,null,null,null,null,null,null,null,null,null,null,null,null,null,null,null,null,null,null,null,null,null,null,null,null,null,null,null,null,null,null,{"$f":"INDEX('Fixture Descriptions'!A:K,MATCH('Inspection Form'!H1216,'Fixture Descriptions'!A:A,0),8)","v":{"$error":"#N/A"}},{"$error":"#N/A"},null,{"$error":"#N/A"},1,null,null,null,{"$f":"IFERROR(IF(AND(INDEX(Inventory!CA:CA,MATCH('Inspection Form'!B1216,Inventory!B:B,0))=\"Not Qualified\",INDEX(Inventory!L:L,MATCH('Inspection Form'!B1216,Inventory!B:B,0))<>\"\",$Q$5<>\"Pre\"),0,BY1216*BZ1216), 0)","v":0},null,{"$error":"#DIV/0!"},{"$error":"#DIV/0!"},1213]
[null,1215,null,null,null,null,null,null,null,null,null,null,null,null,null,null,null,null,null,null,null,null,null,null,null,null,null,null,null,null,null,null,null,null,null,null,null,null,null,null,null,null,null,null,null,null,null,null,null,null,null,null,null,null,null,null,null,null,null,null,null,null,null,null,null,null,null,null,null,null,null,null,null,{"$f":"INDEX('Fixture Descriptions'!A:K,MATCH('Inspection Form'!H1219,'Fixture Descriptions'!A:A,0),8)","v":{"$error":"#N/A"}},{"$error":"#N/A"},null,{"$error":"#N/A"},1,null,null,null,{"$f":"IFERROR(IF(AND(INDEX(Inventory!CA:CA,MATCH('Inspection Form'!B1219,Inventory!B:B,0))=\"Not Qualified\",INDEX(Inventory!L:L,MATCH('Inspection Form'!B1219,Inventory!B:B,0))<>\"\",$Q$5<>\"Pre\"),0,BY1219*BZ1219), 0)","v":0},null,{"$error":"#DIV/0!"},{"$error":"#DIV/0!"},1216]
[null,1216,null,null,null,null,null,null,null,null,null,null,null,null,null,null,null,null,null,null,null,null,null,null,null,null,null,null,null,null,null,null,null,null,null,null,null,null,null,null,null,null,null,null,null,null,null,null,null,null,null,null,null,null,null,null,null,null,null,null,null,null,null,null,null,null,null,null,null,null,null,null,null,{"$f":"INDEX('Fixture Descriptions'!A:K,MATCH('Inspection Form'!H1220,'Fixture Descriptions'!A:A,0),8)","v":{"$error":"#N/A"}},{"$error":"#N/A"},null,{"$error":"#N/A"},1,null,null,null,{"$f":"IFERROR(IF(AND(INDEX(Inventory!CA:CA,MATCH('Inspection Form'!B1220,Inventory!B:B,0))=\"Not Qualified\",INDEX(Inventory!L:L,MATCH('Inspection Form'!B1220,Inventory!B:B,0))<>\"\",$Q$5<>\"Pre\"),0,BY1220*BZ1220), 0)","v":0},null,{"$error":"#DIV/0!"},{"$error":"#DIV/0!"},1217]
[null,1218,null,null,null,null,null,null,null,null,null,null,null,null,null,null,null,null,null,null,null,null,null,null,null,null,null,null,null,null,null,null,null,null,null,null,null,null,null,null,null,null,null,null,null,null,null,null,null,null,null,null,null,null,null,null,null,null,null,null,null,null,null,null,null,null,null,null,null,null,null,null,null,{"$f":"INDEX('Fixture Descriptions'!A:K,MATCH('Inspection Form'!H1222,'Fixture Descriptions'!A:A,0),8)","v":{"$error":"#N/A"}},{"$error":"#N/A"},null,{"$error":"#N/A"},1,null,null,null,{"$f":"IFERROR(IF(AND(INDEX(Inventory!CA:CA,MATCH('Inspection Form'!B1222,Inventory!B:B,0))=\"Not Qualified\",INDEX(Inventory!L:L,MATCH('Inspection Form'!B1222,Inventory!B:B,0))<>\"\",$Q$5<>\"Pre\"),0,BY1222*BZ1222), 0)","v":0},null,{"$error":"#DIV/0!"},{"$error":"#DIV/0!"},1219]
[null,1219,null,null,null,null,null,null,null,null,null,null,null,null,null,null,null,null,null,null,null,null,null,null,null,null,null,null,null,null,null,null,null,null,null,null,null,null,null,null,null,null,null,null,null,null,null,null,null,null,null,null,null,null,null,null,null,null,null,null,null,null,null,null,null,null,null,null,null,null,null,null,null,{"$f":"INDEX('Fixture Descriptions'!A:K,MATCH('Inspection Form'!H1223,'Fixture Descriptions'!A:A,0),8)","v":{"$error":"#N/A"}},{"$error":"#N/A"},null,{"$error":"#N/A"},1,null,null,null,{"$f":"IFERROR(IF(AND(INDEX(Inventory!CA:CA,MATCH('Inspection Form'!B1223,Inventory!B:B,0))=\"Not Qualified\",INDEX(Inventory!L:L,MATCH('Inspection Form'!B1223,Inventory!B:B,0))<>\"\",$Q$5<>\"Pre\"),0,BY1223*BZ1223), 0)","v":0},null,{"$error":"#DIV/0!"},{"$error":"#DIV/0!"},1220]
[null,1222,null,null,null,null,null,null,null,null,null,null,null,null,null,null,null,null,null,null,null,null,null,null,null,null,null,null,null,null,null,null,null,null,null,null,null,null,null,null,null,null,null,null,null,null,null,null,null,null,null,null,null,null,null,null,null,null,null,null,null,null,null,null,null,null,null,null,null,null,null,null,null,{"$f":"INDEX('Fixture Descriptions'!A:K,MATCH('Inspection Form'!H1226,'Fixture Descriptions'!A:A,0),8)","v":{"$error":"#N/A"}},{"$error":"#N/A"},null,{"$error":"#N/A"},1,null,null,null,{"$f":"IFERROR(IF(AND(INDEX(Inventory!CA:CA,MATCH('Inspection Form'!B1226,Inventory!B:B,0))=\"Not Qualified\",INDEX(Inventory!L:L,MATCH('Inspection Form'!B1226,Inventory!B:B,0))<>\"\",$Q$5<>\"Pre\"),0,BY1226*BZ1226), 0)","v":0},null,{"$error":"#DIV/0!"},{"$error":"#DIV/0!"},1223]
[null,1223,null,null,null,null,null,null,null,null,null,null,null,null,null,null,null,null,null,null,null,null,null,null,null,null,null,null,null,null,null,null,null,null,null,null,null,null,null,null,null,null,null,null,null,null,null,null,null,null,null,null,null,null,null,null,null,null,null,null,null,null,null,null,null,null,null,null,null,null,null,null,null,{"$f":"INDEX('Fixture Descriptions'!A:K,MATCH('Inspection Form'!H1227,'Fixture Descriptions'!A:A,0),8)","v":{"$error":"#N/A"}},{"$error":"#N/A"},null,{"$error":"#N/A"},1,null,null,null,{"$f":"IFERROR(IF(AND(INDEX(Inventory!CA:CA,MATCH('Inspection Form'!B1227,Inventory!B:B,0))=\"Not Qualified\",INDEX(Inventory!L:L,MATCH('Inspection Form'!B1227,Inventory!B:B,0))<>\"\",$Q$5<>\"Pre\"),0,BY1227*BZ1227), 0)","v":0},null,{"$error":"#DIV/0!"},{"$error":"#DIV/0!"},1224]
[null,1225,null,null,null,null,null,null,null,null,null,null,null,null,null,null,null,null,null,null,null,null,null,null,null,null,null,null,null,null,null,null,null,null,null,null,null,null,null,null,null,null,null,null,null,null,null,null,null,null,null,null,null,null,null,null,null,null,null,null,null,null,null,null,null,null,null,null,null,null,null,null,null,{"$f":"INDEX('Fixture Descriptions'!A:K,MATCH('Inspection Form'!H1229,'Fixture Descriptions'!A:A,0),8)","v":{"$error":"#N/A"}},{"$error":"#N/A"},null,{"$error":"#N/A"},1,null,null,null,{"$f":"IFERROR(IF(AND(INDEX(Inventory!CA:CA,MATCH('Inspection Form'!B1229,Inventory!B:B,0))=\"Not Qualified\",INDEX(Inventory!L:L,MATCH('Inspection Form'!B1229,Inventory!B:B,0))<>\"\",$Q$5<>\"Pre\"),0,BY1229*BZ1229), 0)","v":0},null,{"$error":"#DIV/0!"},{"$error":"#DIV/0!"},1226]
[null,1226,null,null,null,null,null,null,null,null,null,null,null,null,null,null,null,null,null,null,null,null,null,null,null,null,null,null,null,null,null,null,null,null,null,null,null,null,null,null,null,null,null,null,null,null,null,null,null,null,null,null,null,null,null,null,null,null,null,null,null,null,null,null,null,null,null,null,null,null,null,null,null,{"$f":"INDEX('Fixture Descriptions'!A:K,MATCH('Inspection Form'!H1230,'Fixture Descriptions'!A:A,0),8)","v":{"$error":"#N/A"}},{"$error":"#N/A"},null,{"$error":"#N/A"},1,null,null,null,{"$f":"IFERROR(IF(AND(INDEX(Inventory!CA:CA,MATCH('Inspection Form'!B1230,Inventory!B:B,0))=\"Not Qualified\",INDEX(Inventory!L:L,MATCH('Inspection Form'!B1230,Inventory!B:B,0))<>\"\",$Q$5<>\"Pre\"),0,BY1230*BZ1230), 0)","v":0},null,{"$error":"#DIV/0!"},{"$error":"#DIV/0!"},1227]
[null,1229,null,null,null,null,null,null,null,null,null,null,null,null,null,null,null,null,null,null,null,null,null,null,null,null,null,null,null,null,null,null,null,null,null,null,null,null,null,null,null,null,null,null,null,null,null,null,null,null,null,null,null,null,null,null,null,null,null,null,null,null,null,null,null,null,null,null,null,null,null,null,null,{"$f":"INDEX('Fixture Descriptions'!A:K,MATCH('Inspection Form'!H1233,'Fixture Descriptions'!A:A,0),8)","v":{"$error":"#N/A"}},{"$error":"#N/A"},null,{"$error":"#N/A"},1,null,null,null,{"$f":"IFERROR(IF(AND(INDEX(Inventory!CA:CA,MATCH('Inspection Form'!B1233,Inventory!B:B,0))=\"Not Qualified\",INDEX(Inventory!L:L,MATCH('Inspection Form'!B1233,Inventory!B:B,0))<>\"\",$Q$5<>\"Pre\"),0,BY1233*BZ1233), 0)","v":0},null,{"$error":"#DIV/0!"},{"$error":"#DIV/0!"},1230]
[null,1230,null,null,null,null,null,null,null,null,null,null,null,null,null,null,null,null,null,null,null,null,null,null,null,null,null,null,null,null,null,null,null,null,null,null,null,null,null,null,null,null,null,null,null,null,null,null,null,null,null,null,null,null,null,null,null,null,null,null,null,null,null,null,null,null,null,null,null,null,null,null,null,{"$f":"INDEX('Fixture Descriptions'!A:K,MATCH('Inspection Form'!H1234,'Fixture Descriptions'!A:A,0),8)","v":{"$error":"#N/A"}},{"$error":"#N/A"},null,{"$error":"#N/A"},1,null,null,null,{"$f":"IFERROR(IF(AND(INDEX(Inventory!CA:CA,MATCH('Inspection Form'!B1234,Inventory!B:B,0))=\"Not Qualified\",INDEX(Inventory!L:L,MATCH('Inspection Form'!B1234,Inventory!B:B,0))<>\"\",$Q$5<>\"Pre\"),0,BY1234*BZ1234), 0)","v":0},null,{"$error":"#DIV/0!"},{"$error":"#DIV/0!"},1231]
[null,1232,null,null,null,null,null,null,null,null,null,null,null,null,null,null,null,null,null,null,null,null,null,null,null,null,null,null,null,null,null,null,null,null,null,null,null,null,null,null,null,null,null,null,null,null,null,null,null,null,null,null,null,null,null,null,null,null,null,null,null,null,null,null,null,null,null,null,null,null,null,null,null,{"$f":"INDEX('Fixture Descriptions'!A:K,MATCH('Inspection Form'!H1236,'Fixture Descriptions'!A:A,0),8)","v":{"$error":"#N/A"}},{"$error":"#N/A"},null,{"$error":"#N/A"},1,null,null,null,{"$f":"IFERROR(IF(AND(INDEX(Inventory!CA:CA,MATCH('Inspection Form'!B1236,Inventory!B:B,0))=\"Not Qualified\",INDEX(Inventory!L:L,MATCH('Inspection Form'!B1236,Inventory!B:B,0))<>\"\",$Q$5<>\"Pre\"),0,BY1236*BZ1236), 0)","v":0},null,{"$error":"#DIV/0!"},{"$error":"#DIV/0!"},1233]
[null,1233,null,null,null,null,null,null,null,null,null,null,null,null,null,null,null,null,null,null,null,null,null,null,null,null,null,null,null,null,null,null,null,null,null,null,null,null,null,null,null,null,null,null,null,null,null,null,null,null,null,null,null,null,null,null,null,null,null,null,null,null,null,null,null,null,null,null,null,null,null,null,null,{"$f":"INDEX('Fixture Descriptions'!A:K,MATCH('Inspection Form'!H1237,'Fixture Descriptions'!A:A,0),8)","v":{"$error":"#N/A"}},{"$error":"#N/A"},null,{"$error":"#N/A"},1,null,null,null,{"$f":"IFERROR(IF(AND(INDEX(Inventory!CA:CA,MATCH('Inspection Form'!B1237,Inventory!B:B,0))=\"Not Qualified\",INDEX(Inventory!L:L,MATCH('Inspection Form'!B1237,Inventory!B:B,0))<>\"\",$Q$5<>\"Pre\"),0,BY1237*BZ1237), 0)","v":0},null,{"$error":"#DIV/0!"},{"$error":"#DIV/0!"},1234]
[null,1236,null,null,null,null,null,null,null,null,null,null,null,null,null,null,null,null,null,null,null,null,null,null,null,null,null,null,null,null,null,null,null,null,null,null,null,null,null,null,null,null,null,null,null,null,null,null,null,null,null,null,null,null,null,null,null,null,null,null,null,null,null,null,null,null,null,null,null,null,null,null,null,{"$f":"INDEX('Fixture Descriptions'!A:K,MATCH('Inspection Form'!H1240,'Fixture Descriptions'!A:A,0),8)","v":{"$error":"#N/A"}},{"$error":"#N/A"},null,{"$error":"#N/A"},1,null,null,null,{"$f":"IFERROR(IF(AND(INDEX(Inventory!CA:CA,MATCH('Inspection Form'!B1240,Inventory!B:B,0))=\"Not Qualified\",INDEX(Inventory!L:L,MATCH('Inspection Form'!B1240,Inventory!B:B,0))<>\"\",$Q$5<>\"Pre\"),0,BY1240*BZ1240), 0)","v":0},null,{"$error":"#DIV/0!"},{"$error":"#DIV/0!"},1237]
[null,1237,null,null,null,null,null,null,null,null,null,null,null,null,null,null,null,null,null,null,null,null,null,null,null,null,null,null,null,null,null,null,null,null,null,null,null,null,null,null,null,null,null,null,null,null,null,null,null,null,null,null,null,null,null,null,null,null,null,null,null,null,null,null,null,null,null,null,null,null,null,null,null,{"$f":"INDEX('Fixture Descriptions'!A:K,MATCH('Inspection Form'!H1241,'Fixture Descriptions'!A:A,0),8)","v":{"$error":"#N/A"}},{"$error":"#N/A"},null,{"$error":"#N/A"},1,null,null,null,{"$f":"IFERROR(IF(AND(INDEX(Inventory!CA:CA,MATCH('Inspection Form'!B1241,Inventory!B:B,0))=\"Not Qualified\",INDEX(Inventory!L:L,MATCH('Inspection Form'!B1241,Inventory!B:B,0))<>\"\",$Q$5<>\"Pre\"),0,BY1241*BZ1241), 0)","v":0},null,{"$error":"#DIV/0!"},{"$error":"#DIV/0!"},1238]
[null,1239,null,null,null,null,null,null,null,null,null,null,null,null,null,null,null,null,null,null,null,null,null,null,null,null,null,null,null,null,null,null,null,null,null,null,null,null,null,null,null,null,null,null,null,null,null,null,null,null,null,null,null,null,null,null,null,null,null,null,null,null,null,null,null,null,null,null,null,null,null,null,null,{"$f":"INDEX('Fixture Descriptions'!A:K,MATCH('Inspection Form'!H1243,'Fixture Descriptions'!A:A,0),8)","v":{"$error":"#N/A"}},{"$error":"#N/A"},null,{"$error":"#N/A"},1,null,null,null,{"$f":"IFERROR(IF(AND(INDEX(Inventory!CA:CA,MATCH('Inspection Form'!B1243,Inventory!B:B,0))=\"Not Qualified\",INDEX(Inventory!L:L,MATCH('Inspection Form'!B1243,Inventory!B:B,0))<>\"\",$Q$5<>\"Pre\"),0,BY1243*BZ1243), 0)","v":0},null,{"$error":"#DIV/0!"},{"$error":"#DIV/0!"},1240]
[null,1240,null,null,null,null,null,null,null,null,null,null,null,null,null,null,null,null,null,null,null,null,null,null,null,null,null,null,null,null,null,null,null,null,null,null,null,null,null,null,null,null,null,null,null,null,null,null,null,null,null,null,null,null,null,null,null,null,null,null,null,null,null,null,null,null,null,null,null,null,null,null,null,{"$f":"INDEX('Fixture Descriptions'!A:K,MATCH('Inspection Form'!H1244,'Fixture Descriptions'!A:A,0),8)","v":{"$error":"#N/A"}},{"$error":"#N/A"},null,{"$error":"#N/A"},1,null,null,null,{"$f":"IFERROR(IF(AND(INDEX(Inventory!CA:CA,MATCH('Inspection Form'!B1244,Inventory!B:B,0))=\"Not Qualified\",INDEX(Inventory!L:L,MATCH('Inspection Form'!B1244,Inventory!B:B,0))<>\"\",$Q$5<>\"Pre\"),0,BY1244*BZ1244), 0)","v":0},null,{"$error":"#DIV/0!"},{"$error":"#DIV/0!"},1241]
[null,1243,null,null,null,null,null,null,null,null,null,null,null,null,null,null,null,null,null,null,null,null,null,null,null,null,null,null,null,null,null,null,null,null,null,null,null,null,null,null,null,null,null,null,null,null,null,null,null,null,null,null,null,null,null,null,null,null,null,null,null,null,null,null,null,null,null,null,null,null,null,null,null,{"$f":"INDEX('Fixture Descriptions'!A:K,MATCH('Inspection Form'!H1247,'Fixture Descriptions'!A:A,0),8)","v":{"$error":"#N/A"}},{"$error":"#N/A"},null,{"$error":"#N/A"},1,null,null,null,{"$f":"IFERROR(IF(AND(INDEX(Inventory!CA:CA,MATCH('Inspection Form'!B1247,Inventory!B:B,0))=\"Not Qualified\",INDEX(Inventory!L:L,MATCH('Inspection Form'!B1247,Inventory!B:B,0))<>\"\",$Q$5<>\"Pre\"),0,BY1247*BZ1247), 0)","v":0},null,{"$error":"#DIV/0!"},{"$error":"#DIV/0!"},1244]
[null,1244,null,null,null,null,null,null,null,null,null,null,null,null,null,null,null,null,null,null,null,null,null,null,null,null,null,null,null,null,null,null,null,null,null,null,null,null,null,null,null,null,null,null,null,null,null,null,null,null,null,null,null,null,null,null,null,null,null,null,null,null,null,null,null,null,null,null,null,null,null,null,null,{"$f":"INDEX('Fixture Descriptions'!A:K,MATCH('Inspection Form'!H1248,'Fixture Descriptions'!A:A,0),8)","v":{"$error":"#N/A"}},{"$error":"#N/A"},null,{"$error":"#N/A"},1,null,null,null,{"$f":"IFERROR(IF(AND(INDEX(Inventory!CA:CA,MATCH('Inspection Form'!B1248,Inventory!B:B,0))=\"Not Qualified\",INDEX(Inventory!L:L,MATCH('Inspection Form'!B1248,Inventory!B:B,0))<>\"\",$Q$5<>\"Pre\"),0,BY1248*BZ1248), 0)","v":0},null,{"$error":"#DIV/0!"},{"$error":"#DIV/0!"},1245]
[null,1246,null,null,null,null,null,null,null,null,null,null,null,null,null,null,null,null,null,null,null,null,null,null,null,null,null,null,null,null,null,null,null,null,null,null,null,null,null,null,null,null,null,null,null,null,null,null,null,null,null,null,null,null,null,null,null,null,null,null,null,null,null,null,null,null,null,null,null,null,null,null,null,{"$f":"INDEX('Fixture Descriptions'!A:K,MATCH('Inspection Form'!H1250,'Fixture Descriptions'!A:A,0),8)","v":{"$error":"#N/A"}},{"$error":"#N/A"},null,{"$error":"#N/A"},1,null,null,null,{"$f":"IFERROR(IF(AND(INDEX(Inventory!CA:CA,MATCH('Inspection Form'!B1250,Inventory!B:B,0))=\"Not Qualified\",INDEX(Inventory!L:L,MATCH('Inspection Form'!B1250,Inventory!B:B,0))<>\"\",$Q$5<>\"Pre\"),0,BY1250*BZ1250), 0)","v":0},null,{"$error":"#DIV/0!"},{"$error":"#DIV/0!"},1247]
[null,1247,null,null,null,null,null,null,null,null,null,null,null,null,null,null,null,null,null,null,null,null,null,null,null,null,null,null,null,null,null,null,null,null,null,null,null,null,null,null,null,null,null,null,null,null,null,null,null,null,null,null,null,null,null,null,null,null,null,null,null,null,null,null,null,null,null,null,null,null,null,null,null,{"$f":"INDEX('Fixture Descriptions'!A:K,MATCH('Inspection Form'!H1251,'Fixture Descriptions'!A:A,0),8)","v":{"$error":"#N/A"}},{"$error":"#N/A"},null,{"$error":"#N/A"},1,null,null,null,{"$f":"IFERROR(IF(AND(INDEX(Inventory!CA:CA,MATCH('Inspection Form'!B1251,Inventory!B:B,0))=\"Not Qualified\",INDEX(Inventory!L:L,MATCH('Inspection Form'!B1251,Inventory!B:B,0))<>\"\",$Q$5<>\"Pre\"),0,BY1251*BZ1251), 0)","v":0},null,{"$error":"#DIV/0!"},{"$error":"#DIV/0!"},1248]
[null,1250,null,null,null,null,null,null,null,null,null,null,null,null,null,null,null,null,null,null,null,null,null,null,null,null,null,null,null,null,null,null,null,null,null,null,null,null,null,null,null,null,null,null,null,null,null,null,null,null,null,null,null,null,null,null,null,null,null,null,null,null,null,null,null,null,null,null,null,null,null,null,null,{"$f":"INDEX('Fixture Descriptions'!A:K,MATCH('Inspection Form'!H1254,'Fixture Descriptions'!A:A,0),8)","v":{"$error":"#N/A"}},{"$error":"#N/A"},null,{"$error":"#N/A"},1,null,null,null,{"$f":"IFERROR(IF(AND(INDEX(Inventory!CA:CA,MATCH('Inspection Form'!B1254,Inventory!B:B,0))=\"Not Qualified\",INDEX(Inventory!L:L,MATCH('Inspection Form'!B1254,Inventory!B:B,0))<>\"\",$Q$5<>\"Pre\"),0,BY1254*BZ1254), 0)","v":0},null,{"$error":"#DIV/0!"},{"$error":"#DIV/0!"},1251]
[null,1251,null,null,null,null,null,null,null,null,null,null,null,null,null,null,null,null,null,null,null,null,null,null,null,null,null,null,null,null,null,null,null,null,null,null,null,null,null,null,null,null,null,null,null,null,null,null,null,null,null,null,null,null,null,null,null,null,null,null,null,null,null,null,null,null,null,null,null,null,null,null,null,{"$f":"INDEX('Fixture Descriptions'!A:K,MATCH('Inspection Form'!H1255,'Fixture Descriptions'!A:A,0),8)","v":{"$error":"#N/A"}},{"$error":"#N/A"},null,{"$error":"#N/A"},1,null,null,null,{"$f":"IFERROR(IF(AND(INDEX(Inventory!CA:CA,MATCH('Inspection Form'!B1255,Inventory!B:B,0))=\"Not Qualified\",INDEX(Inventory!L:L,MATCH('Inspection Form'!B1255,Inventory!B:B,0))<>\"\",$Q$5<>\"Pre\"),0,BY1255*BZ1255), 0)","v":0},null,{"$error":"#DIV/0!"},{"$error":"#DIV/0!"},1252]
[null,1253,null,null,null,null,null,null,null,null,null,null,null,null,null,null,null,null,null,null,null,null,null,null,null,null,null,null,null,null,null,null,null,null,null,null,null,null,null,null,null,null,null,null,null,null,null,null,null,null,null,null,null,null,null,null,null,null,null,null,null,null,null,null,null,null,null,null,null,null,null,null,null,{"$f":"INDEX('Fixture Descriptions'!A:K,MATCH('Inspection Form'!H1257,'Fixture Descriptions'!A:A,0),8)","v":{"$error":"#N/A"}},{"$error":"#N/A"},null,{"$error":"#N/A"},1,null,null,null,{"$f":"IFERROR(IF(AND(INDEX(Inventory!CA:CA,MATCH('Inspection Form'!B1257,Inventory!B:B,0))=\"Not Qualified\",INDEX(Inventory!L:L,MATCH('Inspection Form'!B1257,Inventory!B:B,0))<>\"\",$Q$5<>\"Pre\"),0,BY1257*BZ1257), 0)","v":0},null,{"$error":"#DIV/0!"},{"$error":"#DIV/0!"},1254]
[null,1254,null,null,null,null,null,null,null,null,null,null,null,null,null,null,null,null,null,null,null,null,null,null,null,null,null,null,null,null,null,null,null,null,null,null,null,null,null,null,null,null,null,null,null,null,null,null,null,null,null,null,null,null,null,null,null,null,null,null,null,null,null,null,null,null,null,null,null,null,null,null,null,{"$f":"INDEX('Fixture Descriptions'!A:K,MATCH('Inspection Form'!H1258,'Fixture Descriptions'!A:A,0),8)","v":{"$error":"#N/A"}},{"$error":"#N/A"},null,{"$error":"#N/A"},1,null,null,null,{"$f":"IFERROR(IF(AND(INDEX(Inventory!CA:CA,MATCH('Inspection Form'!B1258,Inventory!B:B,0))=\"Not Qualified\",INDEX(Inventory!L:L,MATCH('Inspection Form'!B1258,Inventory!B:B,0))<>\"\",$Q$5<>\"Pre\"),0,BY1258*BZ1258), 0)","v":0},null,{"$error":"#DIV/0!"},{"$error":"#DIV/0!"},1255]
[null,1257,null,null,null,null,null,null,null,null,null,null,null,null,null,null,null,null,null,null,null,null,null,null,null,null,null,null,null,null,null,null,null,null,null,null,null,null,null,null,null,null,null,null,null,null,null,null,null,null,null,null,null,null,null,null,null,null,null,null,null,null,null,null,null,null,null,null,null,null,null,null,null,{"$f":"INDEX('Fixture Descriptions'!A:K,MATCH('Inspection Form'!H1261,'Fixture Descriptions'!A:A,0),8)","v":{"$error":"#N/A"}},{"$error":"#N/A"},null,{"$error":"#N/A"},1,null,null,null,{"$f":"IFERROR(IF(AND(INDEX(Inventory!CA:CA,MATCH('Inspection Form'!B1261,Inventory!B:B,0))=\"Not Qualified\",INDEX(Inventory!L:L,MATCH('Inspection Form'!B1261,Inventory!B:B,0))<>\"\",$Q$5<>\"Pre\"),0,BY1261*BZ1261), 0)","v":0},null,{"$error":"#DIV/0!"},{"$error":"#DIV/0!"},1258]
[null,1258,null,null,null,null,null,null,null,null,null,null,null,null,null,null,null,null,null,null,null,null,null,null,null,null,null,null,null,null,null,null,null,null,null,null,null,null,null,null,null,null,null,null,null,null,null,null,null,null,null,null,null,null,null,null,null,null,null,null,null,null,null,null,null,null,null,null,null,null,null,null,null,{"$f":"INDEX('Fixture Descriptions'!A:K,MATCH('Inspection Form'!H1262,'Fixture Descriptions'!A:A,0),8)","v":{"$error":"#N/A"}},{"$error":"#N/A"},null,{"$error":"#N/A"},1,null,null,null,{"$f":"IFERROR(IF(AND(INDEX(Inventory!CA:CA,MATCH('Inspection Form'!B1262,Inventory!B:B,0))=\"Not Qualified\",INDEX(Inventory!L:L,MATCH('Inspection Form'!B1262,Inventory!B:B,0))<>\"\",$Q$5<>\"Pre\"),0,BY1262*BZ1262), 0)","v":0},null,{"$error":"#DIV/0!"},{"$error":"#DIV/0!"},1259]
[null,1260,null,null,null,null,null,null,null,null,null,null,null,null,null,null,null,null,null,null,null,null,null,null,null,null,null,null,null,null,null,null,null,null,null,null,null,null,null,null,null,null,null,null,null,null,null,null,null,null,null,null,null,null,null,null,null,null,null,null,null,null,null,null,null,null,null,null,null,null,null,null,null,{"$f":"INDEX('Fixture Descriptions'!A:K,MATCH('Inspection Form'!H1264,'Fixture Descriptions'!A:A,0),8)","v":{"$error":"#N/A"}},{"$error":"#N/A"},null,{"$error":"#N/A"},1,null,null,null,{"$f":"IFERROR(IF(AND(INDEX(Inventory!CA:CA,MATCH('Inspection Form'!B1264,Inventory!B:B,0))=\"Not Qualified\",INDEX(Inventory!L:L,MATCH('Inspection Form'!B1264,Inventory!B:B,0))<>\"\",$Q$5<>\"Pre\"),0,BY1264*BZ1264), 0)","v":0},null,{"$error":"#DIV/0!"},{"$error":"#DIV/0!"},1261]
[null,1261,null,null,null,null,null,null,null,null,null,null,null,null,null,null,null,null,null,null,null,null,null,null,null,null,null,null,null,null,null,null,null,null,null,null,null,null,null,null,null,null,null,null,null,null,null,null,null,null,null,null,null,null,null,null,null,null,null,null,null,null,null,null,null,null,null,null,null,null,null,null,null,{"$f":"INDEX('Fixture Descriptions'!A:K,MATCH('Inspection Form'!H1265,'Fixture Descriptions'!A:A,0),8)","v":{"$error":"#N/A"}},{"$error":"#N/A"},null,{"$error":"#N/A"},1,null,null,null,{"$f":"IFERROR(IF(AND(INDEX(Inventory!CA:CA,MATCH('Inspection Form'!B1265,Inventory!B:B,0))=\"Not Qualified\",INDEX(Inventory!L:L,MATCH('Inspection Form'!B1265,Inventory!B:B,0))<>\"\",$Q$5<>\"Pre\"),0,BY1265*BZ1265), 0)","v":0},null,{"$error":"#DIV/0!"},{"$error":"#DIV/0!"},1262]
[null,1264,null,null,null,null,null,null,null,null,null,null,null,null,null,null,null,null,null,null,null,null,null,null,null,null,null,null,null,null,null,null,null,null,null,null,null,null,null,null,null,null,null,null,null,null,null,null,null,null,null,null,null,null,null,null,null,null,null,null,null,null,null,null,null,null,null,null,null,null,null,null,null,{"$f":"INDEX('Fixture Descriptions'!A:K,MATCH('Inspection Form'!H1268,'Fixture Descriptions'!A:A,0),8)","v":{"$error":"#N/A"}},{"$error":"#N/A"},null,{"$error":"#N/A"},1,null,null,null,{"$f":"IFERROR(IF(AND(INDEX(Inventory!CA:CA,MATCH('Inspection Form'!B1268,Inventory!B:B,0))=\"Not Qualified\",INDEX(Inventory!L:L,MATCH('Inspection Form'!B1268,Inventory!B:B,0))<>\"\",$Q$5<>\"Pre\"),0,BY1268*BZ1268), 0)","v":0},null,{"$error":"#DIV/0!"},{"$error":"#DIV/0!"},1265]
[null,1265,null,null,null,null,null,null,null,null,null,null,null,null,null,null,null,null,null,null,null,null,null,null,null,null,null,null,null,null,null,null,null,null,null,null,null,null,null,null,null,null,null,null,null,null,null,null,null,null,null,null,null,null,null,null,null,null,null,null,null,null,null,null,null,null,null,null,null,null,null,null,null,{"$f":"INDEX('Fixture Descriptions'!A:K,MATCH('Inspection Form'!H1269,'Fixture Descriptions'!A:A,0),8)","v":{"$error":"#N/A"}},{"$error":"#N/A"},null,{"$error":"#N/A"},1,null,null,null,{"$f":"IFERROR(IF(AND(INDEX(Inventory!CA:CA,MATCH('Inspection Form'!B1269,Inventory!B:B,0))=\"Not Qualified\",INDEX(Inventory!L:L,MATCH('Inspection Form'!B1269,Inventory!B:B,0))<>\"\",$Q$5<>\"Pre\"),0,BY1269*BZ1269), 0)","v":0},null,{"$error":"#DIV/0!"},{"$error":"#DIV/0!"},1266]
[null,1267,null,null,null,null,null,null,null,null,null,null,null,null,null,null,null,null,null,null,null,null,null,null,null,null,null,null,null,null,null,null,null,null,null,null,null,null,null,null,null,null,null,null,null,null,null,null,null,null,null,null,null,null,null,null,null,null,null,null,null,null,null,null,null,null,null,null,null,null,null,null,null,{"$f":"INDEX('Fixture Descriptions'!A:K,MATCH('Inspection Form'!H1271,'Fixture Descriptions'!A:A,0),8)","v":{"$error":"#N/A"}},{"$error":"#N/A"},null,{"$error":"#N/A"},1,null,null,null,{"$f":"IFERROR(IF(AND(INDEX(Inventory!CA:CA,MATCH('Inspection Form'!B1271,Inventory!B:B,0))=\"Not Qualified\",INDEX(Inventory!L:L,MATCH('Inspection Form'!B1271,Inventory!B:B,0))<>\"\",$Q$5<>\"Pre\"),0,BY1271*BZ1271), 0)","v":0},null,{"$error":"#DIV/0!"},{"$error":"#DIV/0!"},1268]
[null,1268,null,null,null,null,null,null,null,null,null,null,null,null,null,null,null,null,null,null,null,null,null,null,null,null,null,null,null,null,null,null,null,null,null,null,null,null,null,null,null,null,null,null,null,null,null,null,null,null,null,null,null,null,null,null,null,null,null,null,null,null,null,null,null,null,null,null,null,null,null,null,null,{"$f":"INDEX('Fixture Descriptions'!A:K,MATCH('Inspection Form'!H1272,'Fixture Descriptions'!A:A,0),8)","v":{"$error":"#N/A"}},{"$error":"#N/A"},null,{"$error":"#N/A"},1,null,null,null,{"$f":"IFERROR(IF(AND(INDEX(Inventory!CA:CA,MATCH('Inspection Form'!B1272,Inventory!B:B,0))=\"Not Qualified\",INDEX(Inventory!L:L,MATCH('Inspection Form'!B1272,Inventory!B:B,0))<>\"\",$Q$5<>\"Pre\"),0,BY1272*BZ1272), 0)","v":0},null,{"$error":"#DIV/0!"},{"$error":"#DIV/0!"},1269]
[null,1271,null,null,null,null,null,null,null,null,null,null,null,null,null,null,null,null,null,null,null,null,null,null,null,null,null,null,null,null,null,null,null,null,null,null,null,null,null,null,null,null,null,null,null,null,null,null,null,null,null,null,null,null,null,null,null,null,null,null,null,null,null,null,null,null,null,null,null,null,null,null,null,{"$f":"INDEX('Fixture Descriptions'!A:K,MATCH('Inspection Form'!H1275,'Fixture Descriptions'!A:A,0),8)","v":{"$error":"#N/A"}},{"$error":"#N/A"},null,{"$error":"#N/A"},1,null,null,null,{"$f":"IFERROR(IF(AND(INDEX(Inventory!CA:CA,MATCH('Inspection Form'!B1275,Inventory!B:B,0))=\"Not Qualified\",INDEX(Inventory!L:L,MATCH('Inspection Form'!B1275,Inventory!B:B,0))<>\"\",$Q$5<>\"Pre\"),0,BY1275*BZ1275), 0)","v":0},null,{"$error":"#DIV/0!"},{"$error":"#DIV/0!"},1272]
[null,1272,null,null,null,null,null,null,null,null,null,null,null,null,null,null,null,null,null,null,null,null,null,null,null,null,null,null,null,null,null,null,null,null,null,null,null,null,null,null,null,null,null,null,null,null,null,null,null,null,null,null,null,null,null,null,null,null,null,null,null,null,null,null,null,null,null,null,null,null,null,null,null,{"$f":"INDEX('Fixture Descriptions'!A:K,MATCH('Inspection Form'!H1276,'Fixture Descriptions'!A:A,0),8)","v":{"$error":"#N/A"}},{"$error":"#N/A"},null,{"$error":"#N/A"},1,null,null,null,{"$f":"IFERROR(IF(AND(INDEX(Inventory!CA:CA,MATCH('Inspection Form'!B1276,Inventory!B:B,0))=\"Not Qualified\",INDEX(Inventory!L:L,MATCH('Inspection Form'!B1276,Inventory!B:B,0))<>\"\",$Q$5<>\"Pre\"),0,BY1276*BZ1276), 0)","v":0},null,{"$error":"#DIV/0!"},{"$error":"#DIV/0!"},1273]
[null,1274,null,null,null,null,null,null,null,null,null,null,null,null,null,null,null,null,null,null,null,null,null,null,null,null,null,null,null,null,null,null,null,null,null,null,null,null,null,null,null,null,null,null,null,null,null,null,null,null,null,null,null,null,null,null,null,null,null,null,null,null,null,null,null,null,null,null,null,null,null,null,null,{"$f":"INDEX('Fixture Descriptions'!A:K,MATCH('Inspection Form'!H1278,'Fixture Descriptions'!A:A,0),8)","v":{"$error":"#N/A"}},{"$error":"#N/A"},null,{"$error":"#N/A"},1,null,null,null,{"$f":"IFERROR(IF(AND(INDEX(Inventory!CA:CA,MATCH('Inspection Form'!B1278,Inventory!B:B,0))=\"Not Qualified\",INDEX(Inventory!L:L,MATCH('Inspection Form'!B1278,Inventory!B:B,0))<>\"\",$Q$5<>\"Pre\"),0,BY1278*BZ1278), 0)","v":0},null,{"$error":"#DIV/0!"},{"$error":"#DIV/0!"},1275]
[null,1275,null,null,null,null,null,null,null,null,null,null,null,null,null,null,null,null,null,null,null,null,null,null,null,null,null,null,null,null,null,null,null,null,null,null,null,null,null,null,null,null,null,null,null,null,null,null,null,null,null,null,null,null,null,null,null,null,null,null,null,null,null,null,null,null,null,null,null,null,null,null,null,{"$f":"INDEX('Fixture Descriptions'!A:K,MATCH('Inspection Form'!H1279,'Fixture Descriptions'!A:A,0),8)","v":{"$error":"#N/A"}},{"$error":"#N/A"},null,{"$error":"#N/A"},1,null,null,null,{"$f":"IFERROR(IF(AND(INDEX(Inventory!CA:CA,MATCH('Inspection Form'!B1279,Inventory!B:B,0))=\"Not Qualified\",INDEX(Inventory!L:L,MATCH('Inspection Form'!B1279,Inventory!B:B,0))<>\"\",$Q$5<>\"Pre\"),0,BY1279*BZ1279), 0)","v":0},null,{"$error":"#DIV/0!"},{"$error":"#DIV/0!"},1276]
[null,1278,null,null,null,null,null,null,null,null,null,null,null,null,null,null,null,null,null,null,null,null,null,null,null,null,null,null,null,null,null,null,null,null,null,null,null,null,null,null,null,null,null,null,null,null,null,null,null,null,null,null,null,null,null,null,null,null,null,null,null,null,null,null,null,null,null,null,null,null,null,null,null,{"$f":"INDEX('Fixture Descriptions'!A:K,MATCH('Inspection Form'!H1282,'Fixture Descriptions'!A:A,0),8)","v":{"$error":"#N/A"}},{"$error":"#N/A"},null,{"$error":"#N/A"},1,null,null,null,{"$f":"IFERROR(IF(AND(INDEX(Inventory!CA:CA,MATCH('Inspection Form'!B1282,Inventory!B:B,0))=\"Not Qualified\",INDEX(Inventory!L:L,MATCH('Inspection Form'!B1282,Inventory!B:B,0))<>\"\",$Q$5<>\"Pre\"),0,BY1282*BZ1282), 0)","v":0},null,{"$error":"#DIV/0!"},{"$error":"#DIV/0!"},1279]
[null,1279,null,null,null,null,null,null,null,null,null,null,null,null,null,null,null,null,null,null,null,null,null,null,null,null,null,null,null,null,null,null,null,null,null,null,null,null,null,null,null,null,null,null,null,null,null,null,null,null,null,null,null,null,null,null,null,null,null,null,null,null,null,null,null,null,null,null,null,null,null,null,null,{"$f":"INDEX('Fixture Descriptions'!A:K,MATCH('Inspection Form'!H1283,'Fixture Descriptions'!A:A,0),8)","v":{"$error":"#N/A"}},{"$error":"#N/A"},null,{"$error":"#N/A"},1,null,null,null,{"$f":"IFERROR(IF(AND(INDEX(Inventory!CA:CA,MATCH('Inspection Form'!B1283,Inventory!B:B,0))=\"Not Qualified\",INDEX(Inventory!L:L,MATCH('Inspection Form'!B1283,Inventory!B:B,0))<>\"\",$Q$5<>\"Pre\"),0,BY1283*BZ1283), 0)","v":0},null,{"$error":"#DIV/0!"},{"$error":"#DIV/0!"},1280]
[null,1281,null,null,null,null,null,null,null,null,null,null,null,null,null,null,null,null,null,null,null,null,null,null,null,null,null,null,null,null,null,null,null,null,null,null,null,null,null,null,null,null,null,null,null,null,null,null,null,null,null,null,null,null,null,null,null,null,null,null,null,null,null,null,null,null,null,null,null,null,null,null,null,{"$f":"INDEX('Fixture Descriptions'!A:K,MATCH('Inspection Form'!H1285,'Fixture Descriptions'!A:A,0),8)","v":{"$error":"#N/A"}},{"$error":"#N/A"},null,{"$error":"#N/A"},1,null,null,null,{"$f":"IFERROR(IF(AND(INDEX(Inventory!CA:CA,MATCH('Inspection Form'!B1285,Inventory!B:B,0))=\"Not Qualified\",INDEX(Inventory!L:L,MATCH('Inspection Form'!B1285,Inventory!B:B,0))<>\"\",$Q$5<>\"Pre\"),0,BY1285*BZ1285), 0)","v":0},null,{"$error":"#DIV/0!"},{"$error":"#DIV/0!"},1282]
[null,1282,null,null,null,null,null,null,null,null,null,null,null,null,null,null,null,null,null,null,null,null,null,null,null,null,null,null,null,null,null,null,null,null,null,null,null,null,null,null,null,null,null,null,null,null,null,null,null,null,null,null,null,null,null,null,null,null,null,null,null,null,null,null,null,null,null,null,null,null,null,null,null,{"$f":"INDEX('Fixture Descriptions'!A:K,MATCH('Inspection Form'!H1286,'Fixture Descriptions'!A:A,0),8)","v":{"$error":"#N/A"}},{"$error":"#N/A"},null,{"$error":"#N/A"},1,null,null,null,{"$f":"IFERROR(IF(AND(INDEX(Inventory!CA:CA,MATCH('Inspection Form'!B1286,Inventory!B:B,0))=\"Not Qualified\",INDEX(Inventory!L:L,MATCH('Inspection Form'!B1286,Inventory!B:B,0))<>\"\",$Q$5<>\"Pre\"),0,BY1286*BZ1286), 0)","v":0},null,{"$error":"#DIV/0!"},{"$error":"#DIV/0!"},1283]
[null,1285,null,null,null,null,null,null,null,null,null,null,null,null,null,null,null,null,null,null,null,null,null,null,null,null,null,null,null,null,null,null,null,null,null,null,null,null,null,null,null,null,null,null,null,null,null,null,null,null,null,null,null,null,null,null,null,null,null,null,null,null,null,null,null,null,null,null,null,null,null,null,null,{"$f":"INDEX('Fixture Descriptions'!A:K,MATCH('Inspection Form'!H1289,'Fixture Descriptions'!A:A,0),8)","v":{"$error":"#N/A"}},{"$error":"#N/A"},null,{"$error":"#N/A"},1,null,null,null,{"$f":"IFERROR(IF(AND(INDEX(Inventory!CA:CA,MATCH('Inspection Form'!B1289,Inventory!B:B,0))=\"Not Qualified\",INDEX(Inventory!L:L,MATCH('Inspection Form'!B1289,Inventory!B:B,0))<>\"\",$Q$5<>\"Pre\"),0,BY1289*BZ1289), 0)","v":0},null,{"$error":"#DIV/0!"},{"$error":"#DIV/0!"},1286]
[null,1286,null,null,null,null,null,null,null,null,null,null,null,null,null,null,null,null,null,null,null,null,null,null,null,null,null,null,null,null,null,null,null,null,null,null,null,null,null,null,null,null,null,null,null,null,null,null,null,null,null,null,null,null,null,null,null,null,null,null,null,null,null,null,null,null,null,null,null,null,null,null,null,{"$f":"INDEX('Fixture Descriptions'!A:K,MATCH('Inspection Form'!H1290,'Fixture Descriptions'!A:A,0),8)","v":{"$error":"#N/A"}},{"$error":"#N/A"},null,{"$error":"#N/A"},1,null,null,null,{"$f":"IFERROR(IF(AND(INDEX(Inventory!CA:CA,MATCH('Inspection Form'!B1290,Inventory!B:B,0))=\"Not Qualified\",INDEX(Inventory!L:L,MATCH('Inspection Form'!B1290,Inventory!B:B,0))<>\"\",$Q$5<>\"Pre\"),0,BY1290*BZ1290), 0)","v":0},null,{"$error":"#DIV/0!"},{"$error":"#DIV/0!"},1287]
[null,1288,null,null,null,null,null,null,null,null,null,null,null,null,null,null,null,null,null,null,null,null,null,null,null,null,null,null,null,null,null,null,null,null,null,null,null,null,null,null,null,null,null,null,null,null,null,null,null,null,null,null,null,null,null,null,null,null,null,null,null,null,null,null,null,null,null,null,null,null,null,null,null,{"$f":"INDEX('Fixture Descriptions'!A:K,MATCH('Inspection Form'!H1292,'Fixture Descriptions'!A:A,0),8)","v":{"$error":"#N/A"}},{"$error":"#N/A"},null,{"$error":"#N/A"},1,null,null,null,{"$f":"IFERROR(IF(AND(INDEX(Inventory!CA:CA,MATCH('Inspection Form'!B1292,Inventory!B:B,0))=\"Not Qualified\",INDEX(Inventory!L:L,MATCH('Inspection Form'!B1292,Inventory!B:B,0))<>\"\",$Q$5<>\"Pre\"),0,BY1292*BZ1292), 0)","v":0},null,{"$error":"#DIV/0!"},{"$error":"#DIV/0!"},1289]
[null,1289,null,null,null,null,null,null,null,null,null,null,null,null,null,null,null,null,null,null,null,null,null,null,null,null,null,null,null,null,null,null,null,null,null,null,null,null,null,null,null,null,null,null,null,null,null,null,null,null,null,null,null,null,null,null,null,null,null,null,null,null,null,null,null,null,null,null,null,null,null,null,null,{"$f":"INDEX('Fixture Descriptions'!A:K,MATCH('Inspection Form'!H1293,'Fixture Descriptions'!A:A,0),8)","v":{"$error":"#N/A"}},{"$error":"#N/A"},null,{"$error":"#N/A"},1,null,null,null,{"$f":"IFERROR(IF(AND(INDEX(Inventory!CA:CA,MATCH('Inspection Form'!B1293,Inventory!B:B,0))=\"Not Qualified\",INDEX(Inventory!L:L,MATCH('Inspection Form'!B1293,Inventory!B:B,0))<>\"\",$Q$5<>\"Pre\"),0,BY1293*BZ1293), 0)","v":0},null,{"$error":"#DIV/0!"},{"$error":"#DIV/0!"},1290]
[null,1292,null,null,null,null,null,null,null,null,null,null,null,null,null,null,null,null,null,null,null,null,null,null,null,null,null,null,null,null,null,null,null,null,null,null,null,null,null,null,null,null,null,null,null,null,null,null,null,null,null,null,null,null,null,null,null,null,null,null,null,null,null,null,null,null,null,null,null,null,null,null,null,{"$f":"INDEX('Fixture Descriptions'!A:K,MATCH('Inspection Form'!H1296,'Fixture Descriptions'!A:A,0),8)","v":{"$error":"#N/A"}},{"$error":"#N/A"},null,{"$error":"#N/A"},1,null,null,null,{"$f":"IFERROR(IF(AND(INDEX(Inventory!CA:CA,MATCH('Inspection Form'!B1296,Inventory!B:B,0))=\"Not Qualified\",INDEX(Inventory!L:L,MATCH('Inspection Form'!B1296,Inventory!B:B,0))<>\"\",$Q$5<>\"Pre\"),0,BY1296*BZ1296), 0)","v":0},null,{"$error":"#DIV/0!"},{"$error":"#DIV/0!"},1293]
[null,1293,null,null,null,null,null,null,null,null,null,null,null,null,null,null,null,null,null,null,null,null,null,null,null,null,null,null,null,null,null,null,null,null,null,null,null,null,null,null,null,null,null,null,null,null,null,null,null,null,null,null,null,null,null,null,null,null,null,null,null,null,null,null,null,null,null,null,null,null,null,null,null,{"$f":"INDEX('Fixture Descriptions'!A:K,MATCH('Inspection Form'!H1297,'Fixture Descriptions'!A:A,0),8)","v":{"$error":"#N/A"}},{"$error":"#N/A"},null,{"$error":"#N/A"},1,null,null,null,{"$f":"IFERROR(IF(AND(INDEX(Inventory!CA:CA,MATCH('Inspection Form'!B1297,Inventory!B:B,0))=\"Not Qualified\",INDEX(Inventory!L:L,MATCH('Inspection Form'!B1297,Inventory!B:B,0))<>\"\",$Q$5<>\"Pre\"),0,BY1297*BZ1297), 0)","v":0},null,{"$error":"#DIV/0!"},{"$error":"#DIV/0!"},1294]
[null,1295,null,null,null,null,null,null,null,null,null,null,null,null,null,null,null,null,null,null,null,null,null,null,null,null,null,null,null,null,null,null,null,null,null,null,null,null,null,null,null,null,null,null,null,null,null,null,null,null,null,null,null,null,null,null,null,null,null,null,null,null,null,null,null,null,null,null,null,null,null,null,null,{"$f":"INDEX('Fixture Descriptions'!A:K,MATCH('Inspection Form'!H1299,'Fixture Descriptions'!A:A,0),8)","v":{"$error":"#N/A"}},{"$error":"#N/A"},null,{"$error":"#N/A"},1,null,null,null,{"$f":"IFERROR(IF(AND(INDEX(Inventory!CA:CA,MATCH('Inspection Form'!B1299,Inventory!B:B,0))=\"Not Qualified\",INDEX(Inventory!L:L,MATCH('Inspection Form'!B1299,Inventory!B:B,0))<>\"\",$Q$5<>\"Pre\"),0,BY1299*BZ1299), 0)","v":0},null,{"$error":"#DIV/0!"},{"$error":"#DIV/0!"},1296]
[null,1296,null,null,null,null,null,null,null,null,null,null,null,null,null,null,null,null,null,null,null,null,null,null,null,null,null,null,null,null,null,null,null,null,null,null,null,null,null,null,null,null,null,null,null,null,null,null,null,null,null,null,null,null,null,null,null,null,null,null,null,null,null,null,null,null,null,null,null,null,null,null,null,{"$f":"INDEX('Fixture Descriptions'!A:K,MATCH('Inspection Form'!H1300,'Fixture Descriptions'!A:A,0),8)","v":{"$error":"#N/A"}},{"$error":"#N/A"},null,{"$error":"#N/A"},1,null,null,null,{"$f":"IFERROR(IF(AND(INDEX(Inventory!CA:CA,MATCH('Inspection Form'!B1300,Inventory!B:B,0))=\"Not Qualified\",INDEX(Inventory!L:L,MATCH('Inspection Form'!B1300,Inventory!B:B,0))<>\"\",$Q$5<>\"Pre\"),0,BY1300*BZ1300), 0)","v":0},null,{"$error":"#DIV/0!"},{"$error":"#DIV/0!"},1297]
[null,1299,null,null,null,null,null,null,null,null,null,null,null,null,null,null,null,null,null,null,null,null,null,null,null,null,null,null,null,null,null,null,null,null,null,null,null,null,null,null,null,null,null,null,null,null,null,null,null,null,null,null,null,null,null,null,null,null,null,null,null,null,null,null,null,null,null,null,null,null,null,null,null,{"$f":"INDEX('Fixture Descriptions'!A:K,MATCH('Inspection Form'!H1303,'Fixture Descriptions'!A:A,0),8)","v":{"$error":"#N/A"}},{"$error":"#N/A"},null,{"$error":"#N/A"},1,null,null,null,{"$f":"IFERROR(IF(AND(INDEX(Inventory!CA:CA,MATCH('Inspection Form'!B1303,Inventory!B:B,0))=\"Not Qualified\",INDEX(Inventory!L:L,MATCH('Inspection Form'!B1303,Inventory!B:B,0))<>\"\",$Q$5<>\"Pre\"),0,BY1303*BZ1303), 0)","v":0},null,{"$error":"#DIV/0!"},{"$error":"#DIV/0!"},1300]
[null,1300,null,null,null,null,null,null,null,null,null,null,null,null,null,null,null,null,null,null,null,null,null,null,null,null,null,null,null,null,null,null,null,null,null,null,null,null,null,null,null,null,null,null,null,null,null,null,null,null,null,null,null,null,null,null,null,null,null,null,null,null,null,null,null,null,null,null,null,null,null,null,null,{"$f":"INDEX('Fixture Descriptions'!A:K,MATCH('Inspection Form'!H1304,'Fixture Descriptions'!A:A,0),8)","v":{"$error":"#N/A"}},{"$error":"#N/A"},null,{"$error":"#N/A"},1,null,null,null,{"$f":"IFERROR(IF(AND(INDEX(Inventory!CA:CA,MATCH('Inspection Form'!B1304,Inventory!B:B,0))=\"Not Qualified\",INDEX(Inventory!L:L,MATCH('Inspection Form'!B1304,Inventory!B:B,0))<>\"\",$Q$5<>\"Pre\"),0,BY1304*BZ1304), 0)","v":0},null,{"$error":"#DIV/0!"},{"$error":"#DIV/0!"},1301]
[null,1302,null,null,null,null,null,null,null,null,null,null,null,null,null,null,null,null,null,null,null,null,null,null,null,null,null,null,null,null,null,null,null,null,null,null,null,null,null,null,null,null,null,null,null,null,null,null,null,null,null,null,null,null,null,null,null,null,null,null,null,null,null,null,null,null,null,null,null,null,null,null,null,{"$f":"INDEX('Fixture Descriptions'!A:K,MATCH('Inspection Form'!H1306,'Fixture Descriptions'!A:A,0),8)","v":{"$error":"#N/A"}},{"$error":"#N/A"},null,{"$error":"#N/A"},1,null,null,null,{"$f":"IFERROR(IF(AND(INDEX(Inventory!CA:CA,MATCH('Inspection Form'!B1306,Inventory!B:B,0))=\"Not Qualified\",INDEX(Inventory!L:L,MATCH('Inspection Form'!B1306,Inventory!B:B,0))<>\"\",$Q$5<>\"Pre\"),0,BY1306*BZ1306), 0)","v":0},null,{"$error":"#DIV/0!"},{"$error":"#DIV/0!"},1303]
[null,1303,null,null,null,null,null,null,null,null,null,null,null,null,null,null,null,null,null,null,null,null,null,null,null,null,null,null,null,null,null,null,null,null,null,null,null,null,null,null,null,null,null,null,null,null,null,null,null,null,null,null,null,null,null,null,null,null,null,null,null,null,null,null,null,null,null,null,null,null,null,null,null,{"$f":"INDEX('Fixture Descriptions'!A:K,MATCH('Inspection Form'!H1307,'Fixture Descriptions'!A:A,0),8)","v":{"$error":"#N/A"}},{"$error":"#N/A"},null,{"$error":"#N/A"},1,null,null,null,{"$f":"IFERROR(IF(AND(INDEX(Inventory!CA:CA,MATCH('Inspection Form'!B1307,Inventory!B:B,0))=\"Not Qualified\",INDEX(Inventory!L:L,MATCH('Inspection Form'!B1307,Inventory!B:B,0))<>\"\",$Q$5<>\"Pre\"),0,BY1307*BZ1307), 0)","v":0},null,{"$error":"#DIV/0!"},{"$error":"#DIV/0!"},1304]
[null,1306,null,null,null,null,null,null,null,null,null,null,null,null,null,null,null,null,null,null,null,null,null,null,null,null,null,null,null,null,null,null,null,null,null,null,null,null,null,null,null,null,null,null,null,null,null,null,null,null,null,null,null,null,null,null,null,null,null,null,null,null,null,null,null,null,null,null,null,null,null,null,null,{"$f":"INDEX('Fixture Descriptions'!A:K,MATCH('Inspection Form'!H1310,'Fixture Descriptions'!A:A,0),8)","v":{"$error":"#N/A"}},{"$error":"#N/A"},null,{"$error":"#N/A"},1,null,null,null,{"$f":"IFERROR(IF(AND(INDEX(Inventory!CA:CA,MATCH('Inspection Form'!B1310,Inventory!B:B,0))=\"Not Qualified\",INDEX(Inventory!L:L,MATCH('Inspection Form'!B1310,Inventory!B:B,0))<>\"\",$Q$5<>\"Pre\"),0,BY1310*BZ1310), 0)","v":0},null,{"$error":"#DIV/0!"},{"$error":"#DIV/0!"},1307]
[null,1307,null,null,null,null,null,null,null,null,null,null,null,null,null,null,null,null,null,null,null,null,null,null,null,null,null,null,null,null,null,null,null,null,null,null,null,null,null,null,null,null,null,null,null,null,null,null,null,null,null,null,null,null,null,null,null,null,null,null,null,null,null,null,null,null,null,null,null,null,null,null,null,{"$f":"INDEX('Fixture Descriptions'!A:K,MATCH('Inspection Form'!H1311,'Fixture Descriptions'!A:A,0),8)","v":{"$error":"#N/A"}},{"$error":"#N/A"},null,{"$error":"#N/A"},1,null,null,null,{"$f":"IFERROR(IF(AND(INDEX(Inventory!CA:CA,MATCH('Inspection Form'!B1311,Inventory!B:B,0))=\"Not Qualified\",INDEX(Inventory!L:L,MATCH('Inspection Form'!B1311,Inventory!B:B,0))<>\"\",$Q$5<>\"Pre\"),0,BY1311*BZ1311), 0)","v":0},null,{"$error":"#DIV/0!"},{"$error":"#DIV/0!"},1308]
[null,1309,null,null,null,null,null,null,null,null,null,null,null,null,null,null,null,null,null,null,null,null,null,null,null,null,null,null,null,null,null,null,null,null,null,null,null,null,null,null,null,null,null,null,null,null,null,null,null,null,null,null,null,null,null,null,null,null,null,null,null,null,null,null,null,null,null,null,null,null,null,null,null,{"$f":"INDEX('Fixture Descriptions'!A:K,MATCH('Inspection Form'!H1313,'Fixture Descriptions'!A:A,0),8)","v":{"$error":"#N/A"}},{"$error":"#N/A"},null,{"$error":"#N/A"},1,null,null,null,{"$f":"IFERROR(IF(AND(INDEX(Inventory!CA:CA,MATCH('Inspection Form'!B1313,Inventory!B:B,0))=\"Not Qualified\",INDEX(Inventory!L:L,MATCH('Inspection Form'!B1313,Inventory!B:B,0))<>\"\",$Q$5<>\"Pre\"),0,BY1313*BZ1313), 0)","v":0},null,{"$error":"#DIV/0!"},{"$error":"#DIV/0!"},1310]
[null,1310,null,null,null,null,null,null,null,null,null,null,null,null,null,null,null,null,null,null,null,null,null,null,null,null,null,null,null,null,null,null,null,null,null,null,null,null,null,null,null,null,null,null,null,null,null,null,null,null,null,null,null,null,null,null,null,null,null,null,null,null,null,null,null,null,null,null,null,null,null,null,null,{"$f":"INDEX('Fixture Descriptions'!A:K,MATCH('Inspection Form'!H1314,'Fixture Descriptions'!A:A,0),8)","v":{"$error":"#N/A"}},{"$error":"#N/A"},null,{"$error":"#N/A"},1,null,null,null,{"$f":"IFERROR(IF(AND(INDEX(Inventory!CA:CA,MATCH('Inspection Form'!B1314,Inventory!B:B,0))=\"Not Qualified\",INDEX(Inventory!L:L,MATCH('Inspection Form'!B1314,Inventory!B:B,0))<>\"\",$Q$5<>\"Pre\"),0,BY1314*BZ1314), 0)","v":0},null,{"$error":"#DIV/0!"},{"$error":"#DIV/0!"},1311]
[null,1313,null,null,null,null,null,null,null,null,null,null,null,null,null,null,null,null,null,null,null,null,null,null,null,null,null,null,null,null,null,null,null,null,null,null,null,null,null,null,null,null,null,null,null,null,null,null,null,null,null,null,null,null,null,null,null,null,null,null,null,null,null,null,null,null,null,null,null,null,null,null,null,{"$f":"INDEX('Fixture Descriptions'!A:K,MATCH('Inspection Form'!H1317,'Fixture Descriptions'!A:A,0),8)","v":{"$error":"#N/A"}},{"$error":"#N/A"},null,{"$error":"#N/A"},1,null,null,null,{"$f":"IFERROR(IF(AND(INDEX(Inventory!CA:CA,MATCH('Inspection Form'!B1317,Inventory!B:B,0))=\"Not Qualified\",INDEX(Inventory!L:L,MATCH('Inspection Form'!B1317,Inventory!B:B,0))<>\"\",$Q$5<>\"Pre\"),0,BY1317*BZ1317), 0)","v":0},null,{"$error":"#DIV/0!"},{"$error":"#DIV/0!"},1314]
[null,1314,null,null,null,null,null,null,null,null,null,null,null,null,null,null,null,null,null,null,null,null,null,null,null,null,null,null,null,null,null,null,null,null,null,null,null,null,null,null,null,null,null,null,null,null,null,null,null,null,null,null,null,null,null,null,null,null,null,null,null,null,null,null,null,null,null,null,null,null,null,null,null,{"$f":"INDEX('Fixture Descriptions'!A:K,MATCH('Inspection Form'!H1318,'Fixture Descriptions'!A:A,0),8)","v":{"$error":"#N/A"}},{"$error":"#N/A"},null,{"$error":"#N/A"},1,null,null,null,{"$f":"IFERROR(IF(AND(INDEX(Inventory!CA:CA,MATCH('Inspection Form'!B1318,Inventory!B:B,0))=\"Not Qualified\",INDEX(Inventory!L:L,MATCH('Inspection Form'!B1318,Inventory!B:B,0))<>\"\",$Q$5<>\"Pre\"),0,BY1318*BZ1318), 0)","v":0},null,{"$error":"#DIV/0!"},{"$error":"#DIV/0!"},1315]
[null,1316,null,null,null,null,null,null,null,null,null,null,null,null,null,null,null,null,null,null,null,null,null,null,null,null,null,null,null,null,null,null,null,null,null,null,null,null,null,null,null,null,null,null,null,null,null,null,null,null,null,null,null,null,null,null,null,null,null,null,null,null,null,null,null,null,null,null,null,null,null,null,null,{"$f":"INDEX('Fixture Descriptions'!A:K,MATCH('Inspection Form'!H1320,'Fixture Descriptions'!A:A,0),8)","v":{"$error":"#N/A"}},{"$error":"#N/A"},null,{"$error":"#N/A"},1,null,null,null,{"$f":"IFERROR(IF(AND(INDEX(Inventory!CA:CA,MATCH('Inspection Form'!B1320,Inventory!B:B,0))=\"Not Qualified\",INDEX(Inventory!L:L,MATCH('Inspection Form'!B1320,Inventory!B:B,0))<>\"\",$Q$5<>\"Pre\"),0,BY1320*BZ1320), 0)","v":0},null,{"$error":"#DIV/0!"},{"$error":"#DIV/0!"},1317]
[null,1317,null,null,null,null,null,null,null,null,null,null,null,null,null,null,null,null,null,null,null,null,null,null,null,null,null,null,null,null,null,null,null,null,null,null,null,null,null,null,null,null,null,null,null,null,null,null,null,null,null,null,null,null,null,null,null,null,null,null,null,null,null,null,null,null,null,null,null,null,null,null,null,{"$f":"INDEX('Fixture Descriptions'!A:K,MATCH('Inspection Form'!H1321,'Fixture Descriptions'!A:A,0),8)","v":{"$error":"#N/A"}},{"$error":"#N/A"},null,{"$error":"#N/A"},1,null,null,null,{"$f":"IFERROR(IF(AND(INDEX(Inventory!CA:CA,MATCH('Inspection Form'!B1321,Inventory!B:B,0))=\"Not Qualified\",INDEX(Inventory!L:L,MATCH('Inspection Form'!B1321,Inventory!B:B,0))<>\"\",$Q$5<>\"Pre\"),0,BY1321*BZ1321), 0)","v":0},null,{"$error":"#DIV/0!"},{"$error":"#DIV/0!"},1318]
[null,1320,null,null,null,null,null,null,null,null,null,null,null,null,null,null,null,null,null,null,null,null,null,null,null,null,null,null,null,null,null,null,null,null,null,null,null,null,null,null,null,null,null,null,null,null,null,null,null,null,null,null,null,null,null,null,null,null,null,null,null,null,null,null,null,null,null,null,null,null,null,null,null,{"$f":"INDEX('Fixture Descriptions'!A:K,MATCH('Inspection Form'!H1324,'Fixture Descriptions'!A:A,0),8)","v":{"$error":"#N/A"}},{"$error":"#N/A"},null,{"$error":"#N/A"},1,null,null,null,{"$f":"IFERROR(IF(AND(INDEX(Inventory!CA:CA,MATCH('Inspection Form'!B1324,Inventory!B:B,0))=\"Not Qualified\",INDEX(Inventory!L:L,MATCH('Inspection Form'!B1324,Inventory!B:B,0))<>\"\",$Q$5<>\"Pre\"),0,BY1324*BZ1324), 0)","v":0},null,{"$error":"#DIV/0!"},{"$error":"#DIV/0!"},1321]
[null,1321,null,null,null,null,null,null,null,null,null,null,null,null,null,null,null,null,null,null,null,null,null,null,null,null,null,null,null,null,null,null,null,null,null,null,null,null,null,null,null,null,null,null,null,null,null,null,null,null,null,null,null,null,null,null,null,null,null,null,null,null,null,null,null,null,null,null,null,null,null,null,null,{"$f":"INDEX('Fixture Descriptions'!A:K,MATCH('Inspection Form'!H1325,'Fixture Descriptions'!A:A,0),8)","v":{"$error":"#N/A"}},{"$error":"#N/A"},null,{"$error":"#N/A"},1,null,null,null,{"$f":"IFERROR(IF(AND(INDEX(Inventory!CA:CA,MATCH('Inspection Form'!B1325,Inventory!B:B,0))=\"Not Qualified\",INDEX(Inventory!L:L,MATCH('Inspection Form'!B1325,Inventory!B:B,0))<>\"\",$Q$5<>\"Pre\"),0,BY1325*BZ1325), 0)","v":0},null,{"$error":"#DIV/0!"},{"$error":"#DIV/0!"},1322]
[null,1324,null,null,null,null,null,null,null,null,null,null,null,null,null,null,null,null,null,null,null,null,null,null,null,null,null,null,null,null,null,null,null,null,null,null,null,null,null,null,null,null,null,null,null,null,null,null,null,null,null,null,null,null,null,null,null,null,null,null,null,null,null,null,null,null,null,null,null,null,null,null,null,{"$f":"INDEX('Fixture Descriptions'!A:K,MATCH('Inspection Form'!H1328,'Fixture Descriptions'!A:A,0),8)","v":{"$error":"#N/A"}},{"$error":"#N/A"},null,{"$error":"#N/A"},1,null,null,null,{"$f":"IFERROR(IF(AND(INDEX(Inventory!CA:CA,MATCH('Inspection Form'!B1328,Inventory!B:B,0))=\"Not Qualified\",INDEX(Inventory!L:L,MATCH('Inspection Form'!B1328,Inventory!B:B,0))<>\"\",$Q$5<>\"Pre\"),0,BY1328*BZ1328), 0)","v":0},null,{"$error":"#DIV/0!"},{"$error":"#DIV/0!"},1325]
[null,1325,null,null,null,null,null,null,null,null,null,null,null,null,null,null,null,null,null,null,null,null,null,null,null,null,null,null,null,null,null,null,null,null,null,null,null,null,null,null,null,null,null,null,null,null,null,null,null,null,null,null,null,null,null,null,null,null,null,null,null,null,null,null,null,null,null,null,null,null,null,null,null,{"$f":"INDEX('Fixture Descriptions'!A:K,MATCH('Inspection Form'!H1329,'Fixture Descriptions'!A:A,0),8)","v":{"$error":"#N/A"}},{"$error":"#N/A"},null,{"$error":"#N/A"},1,null,null,null,{"$f":"IFERROR(IF(AND(INDEX(Inventory!CA:CA,MATCH('Inspection Form'!B1329,Inventory!B:B,0))=\"Not Qualified\",INDEX(Inventory!L:L,MATCH('Inspection Form'!B1329,Inventory!B:B,0))<>\"\",$Q$5<>\"Pre\"),0,BY1329*BZ1329), 0)","v":0},null,{"$error":"#DIV/0!"},{"$error":"#DIV/0!"},1326]
[null,1327,null,null,null,null,null,null,null,null,null,null,null,null,null,null,null,null,null,null,null,null,null,null,null,null,null,null,null,null,null,null,null,null,null,null,null,null,null,null,null,null,null,null,null,null,null,null,null,null,null,null,null,null,null,null,null,null,null,null,null,null,null,null,null,null,null,null,null,null,null,null,null,{"$f":"INDEX('Fixture Descriptions'!A:K,MATCH('Inspection Form'!H1331,'Fixture Descriptions'!A:A,0),8)","v":{"$error":"#N/A"}},{"$f":"BV1331*I1331","v":{"$error":"#N/A"}},null,{"$f":"BW1331","v":{"$error":"#N/A"}},{"$f":"IF($U$3=\"All\", 1, IF(AND(C1331=$U$3, H1331=$U$4), 1, 0))","v":1},null,null,null,{"$f":"IFERROR(IF(AND(INDEX(Inventory!CA:CA,MATCH('Inspection Form'!B1331,Inventory!B:B,0))=\"Not Qualified\",INDEX(Inventory!L:L,MATCH('Inspection Form'!B1331,Inventory!B:B,0))<>\"\",$Q$5<>\"Pre\"),0,BY1331*BZ1331), 0)","v":0},null,{"$f":"CD1331/$CE$5","v":{"$error":"#DIV/0!"}},{"$f":"CF1331+CG1330","v":{"$error":"#DIV/0!"}},1328]
[null,1328,null,null,null,null,null,null,null,null,null,null,null,null,null,null,null,null,null,null,null,null,null,null,null,null,null,null,null,null,null,null,null,null,null,null,null,null,null,null,null,null,null,null,null,null,null,null,null,null,null,null,null,null,null,null,null,null,null,null,null,null,null,null,null,null,null,null,null,null,null,null,null,{"$f":"INDEX('Fixture Descriptions'!A:K,MATCH('Inspection Form'!H1332,'Fixture Descriptions'!A:A,0),8)","v":{"$error":"#N/A"}},{"$error":"#N/A"},null,{"$error":"#N/A"},1,null,null,null,{"$f":"IFERROR(IF(AND(INDEX(Inventory!CA:CA,MATCH('Inspection Form'!B1332,Inventory!B:B,0))=\"Not Qualified\",INDEX(Inventory!L:L,MATCH('Inspection Form'!B1332,Inventory!B:B,0))<>\"\",$Q$5<>\"Pre\"),0,BY1332*BZ1332), 0)","v":0},null,{"$error":"#DIV/0!"},{"$error":"#DIV/0!"},1329]
[null,1331,null,null,null,null,null,null,null,null,null,null,null,null,null,null,null,null,null,null,null,null,null,null,null,null,null,null,null,null,null,null,null,null,null,null,null,null,null,null,null,null,null,null,null,null,null,null,null,null,null,null,null,null,null,null,null,null,null,null,null,null,null,null,null,null,null,null,null,null,null,null,null,{"$f":"INDEX('Fixture Descriptions'!A:K,MATCH('Inspection Form'!H1335,'Fixture Descriptions'!A:A,0),8)","v":{"$error":"#N/A"}},{"$error":"#N/A"},null,{"$error":"#N/A"},1,null,null,null,{"$f":"IFERROR(IF(AND(INDEX(Inventory!CA:CA,MATCH('Inspection Form'!B1335,Inventory!B:B,0))=\"Not Qualified\",INDEX(Inventory!L:L,MATCH('Inspection Form'!B1335,Inventory!B:B,0))<>\"\",$Q$5<>\"Pre\"),0,BY1335*BZ1335), 0)","v":0},null,{"$error":"#DIV/0!"},{"$error":"#DIV/0!"},1332]
[null,1332,null,null,null,null,null,null,null,null,null,null,null,null,null,null,null,null,null,null,null,null,null,null,null,null,null,null,null,null,null,null,null,null,null,null,null,null,null,null,null,null,null,null,null,null,null,null,null,null,null,null,null,null,null,null,null,null,null,null,null,null,null,null,null,null,null,null,null,null,null,null,null,{"$f":"INDEX('Fixture Descriptions'!A:K,MATCH('Inspection Form'!H1336,'Fixture Descriptions'!A:A,0),8)","v":{"$error":"#N/A"}},{"$error":"#N/A"},null,{"$error":"#N/A"},1,null,null,null,{"$f":"IFERROR(IF(AND(INDEX(Inventory!CA:CA,MATCH('Inspection Form'!B1336,Inventory!B:B,0))=\"Not Qualified\",INDEX(Inventory!L:L,MATCH('Inspection Form'!B1336,Inventory!B:B,0))<>\"\",$Q$5<>\"Pre\"),0,BY1336*BZ1336), 0)","v":0},null,{"$error":"#DIV/0!"},{"$error":"#DIV/0!"},1333]
[null,1334,null,null,null,null,null,null,null,null,null,null,null,null,null,null,null,null,null,null,null,null,null,null,null,null,null,null,null,null,null,null,null,null,null,null,null,null,null,null,null,null,null,null,null,null,null,null,null,null,null,null,null,null,null,null,null,null,null,null,null,null,null,null,null,null,null,null,null,null,null,null,null,{"$f":"INDEX('Fixture Descriptions'!A:K,MATCH('Inspection Form'!H1338,'Fixture Descriptions'!A:A,0),8)","v":{"$error":"#N/A"}},{"$error":"#N/A"},null,{"$error":"#N/A"},1,null,null,null,{"$f":"IFERROR(IF(AND(INDEX(Inventory!CA:CA,MATCH('Inspection Form'!B1338,Inventory!B:B,0))=\"Not Qualified\",INDEX(Inventory!L:L,MATCH('Inspection Form'!B1338,Inventory!B:B,0))<>\"\",$Q$5<>\"Pre\"),0,BY1338*BZ1338), 0)","v":0},null,{"$error":"#DIV/0!"},{"$error":"#DIV/0!"},1335]
[null,1335,null,null,null,null,null,null,null,null,null,null,null,null,null,null,null,null,null,null,null,null,null,null,null,null,null,null,null,null,null,null,null,null,null,null,null,null,null,null,null,null,null,null,null,null,null,null,null,null,null,null,null,null,null,null,null,null,null,null,null,null,null,null,null,null,null,null,null,null,null,null,null,{"$f":"INDEX('Fixture Descriptions'!A:K,MATCH('Inspection Form'!H1339,'Fixture Descriptions'!A:A,0),8)","v":{"$error":"#N/A"}},{"$error":"#N/A"},null,{"$error":"#N/A"},1,null,null,null,{"$f":"IFERROR(IF(AND(INDEX(Inventory!CA:CA,MATCH('Inspection Form'!B1339,Inventory!B:B,0))=\"Not Qualified\",INDEX(Inventory!L:L,MATCH('Inspection Form'!B1339,Inventory!B:B,0))<>\"\",$Q$5<>\"Pre\"),0,BY1339*BZ1339), 0)","v":0},null,{"$error":"#DIV/0!"},{"$error":"#DIV/0!"},1336]
[null,1338,null,null,null,null,null,null,null,null,null,null,null,null,null,null,null,null,null,null,null,null,null,null,null,null,null,null,null,null,null,null,null,null,null,null,null,null,null,null,null,null,null,null,null,null,null,null,null,null,null,null,null,null,null,null,null,null,null,null,null,null,null,null,null,null,null,null,null,null,null,null,null,{"$f":"INDEX('Fixture Descriptions'!A:K,MATCH('Inspection Form'!H1342,'Fixture Descriptions'!A:A,0),8)","v":{"$error":"#N/A"}},{"$error":"#N/A"},null,{"$error":"#N/A"},1,null,null,null,{"$f":"IFERROR(IF(AND(INDEX(Inventory!CA:CA,MATCH('Inspection Form'!B1342,Inventory!B:B,0))=\"Not Qualified\",INDEX(Inventory!L:L,MATCH('Inspection Form'!B1342,Inventory!B:B,0))<>\"\",$Q$5<>\"Pre\"),0,BY1342*BZ1342), 0)","v":0},null,{"$error":"#DIV/0!"},{"$error":"#DIV/0!"},1339]
[null,1339,null,null,null,null,null,null,null,null,null,null,null,null,null,null,null,null,null,null,null,null,null,null,null,null,null,null,null,null,null,null,null,null,null,null,null,null,null,null,null,null,null,null,null,null,null,null,null,null,null,null,null,null,null,null,null,null,null,null,null,null,null,null,null,null,null,null,null,null,null,null,null,{"$f":"INDEX('Fixture Descriptions'!A:K,MATCH('Inspection Form'!H1343,'Fixture Descriptions'!A:A,0),8)","v":{"$error":"#N/A"}},{"$error":"#N/A"},null,{"$error":"#N/A"},1,null,null,null,{"$f":"IFERROR(IF(AND(INDEX(Inventory!CA:CA,MATCH('Inspection Form'!B1343,Inventory!B:B,0))=\"Not Qualified\",INDEX(Inventory!L:L,MATCH('Inspection Form'!B1343,Inventory!B:B,0))<>\"\",$Q$5<>\"Pre\"),0,BY1343*BZ1343), 0)","v":0},null,{"$error":"#DIV/0!"},{"$error":"#DIV/0!"},1340]
[null,1341,null,null,null,null,null,null,null,null,null,null,null,null,null,null,null,null,null,null,null,null,null,null,null,null,null,null,null,null,null,null,null,null,null,null,null,null,null,null,null,null,null,null,null,null,null,null,null,null,null,null,null,null,null,null,null,null,null,null,null,null,null,null,null,null,null,null,null,null,null,null,null,{"$f":"INDEX('Fixture Descriptions'!A:K,MATCH('Inspection Form'!H1345,'Fixture Descriptions'!A:A,0),8)","v":{"$error":"#N/A"}},{"$error":"#N/A"},null,{"$error":"#N/A"},1,null,null,null,{"$f":"IFERROR(IF(AND(INDEX(Inventory!CA:CA,MATCH('Inspection Form'!B1345,Inventory!B:B,0))=\"Not Qualified\",INDEX(Inventory!L:L,MATCH('Inspection Form'!B1345,Inventory!B:B,0))<>\"\",$Q$5<>\"Pre\"),0,BY1345*BZ1345), 0)","v":0},null,{"$error":"#DIV/0!"},{"$error":"#DIV/0!"},1342]
[null,1342,null,null,null,null,null,null,null,null,null,null,null,null,null,null,null,null,null,null,null,null,null,null,null,null,null,null,null,null,null,null,null,null,null,null,null,null,null,null,null,null,null,null,null,null,null,null,null,null,null,null,null,null,null,null,null,null,null,null,null,null,null,null,null,null,null,null,null,null,null,null,null,{"$f":"INDEX('Fixture Descriptions'!A:K,MATCH('Inspection Form'!H1346,'Fixture Descriptions'!A:A,0),8)","v":{"$error":"#N/A"}},{"$error":"#N/A"},null,{"$error":"#N/A"},1,null,null,null,{"$f":"IFERROR(IF(AND(INDEX(Inventory!CA:CA,MATCH('Inspection Form'!B1346,Inventory!B:B,0))=\"Not Qualified\",INDEX(Inventory!L:L,MATCH('Inspection Form'!B1346,Inventory!B:B,0))<>\"\",$Q$5<>\"Pre\"),0,BY1346*BZ1346), 0)","v":0},null,{"$error":"#DIV/0!"},{"$error":"#DIV/0!"},1343]
[null,1345,null,null,null,null,null,null,null,null,null,null,null,null,null,null,null,null,null,null,null,null,null,null,null,null,null,null,null,null,null,null,null,null,null,null,null,null,null,null,null,null,null,null,null,null,null,null,null,null,null,null,null,null,null,null,null,null,null,null,null,null,null,null,null,null,null,null,null,null,null,null,null,{"$f":"INDEX('Fixture Descriptions'!A:K,MATCH('Inspection Form'!H1349,'Fixture Descriptions'!A:A,0),8)","v":{"$error":"#N/A"}},{"$error":"#N/A"},null,{"$error":"#N/A"},1,null,null,null,{"$f":"IFERROR(IF(AND(INDEX(Inventory!CA:CA,MATCH('Inspection Form'!B1349,Inventory!B:B,0))=\"Not Qualified\",INDEX(Inventory!L:L,MATCH('Inspection Form'!B1349,Inventory!B:B,0))<>\"\",$Q$5<>\"Pre\"),0,BY1349*BZ1349), 0)","v":0},null,{"$error":"#DIV/0!"},{"$error":"#DIV/0!"},1346]
[null,1346,null,null,null,null,null,null,null,null,null,null,null,null,null,null,null,null,null,null,null,null,null,null,null,null,null,null,null,null,null,null,null,null,null,null,null,null,null,null,null,null,null,null,null,null,null,null,null,null,null,null,null,null,null,null,null,null,null,null,null,null,null,null,null,null,null,null,null,null,null,null,null,{"$f":"INDEX('Fixture Descriptions'!A:K,MATCH('Inspection Form'!H1350,'Fixture Descriptions'!A:A,0),8)","v":{"$error":"#N/A"}},{"$error":"#N/A"},null,{"$error":"#N/A"},1,null,null,null,{"$f":"IFERROR(IF(AND(INDEX(Inventory!CA:CA,MATCH('Inspection Form'!B1350,Inventory!B:B,0))=\"Not Qualified\",INDEX(Inventory!L:L,MATCH('Inspection Form'!B1350,Inventory!B:B,0))<>\"\",$Q$5<>\"Pre\"),0,BY1350*BZ1350), 0)","v":0},null,{"$error":"#DIV/0!"},{"$error":"#DIV/0!"},1347]
[null,1348,null,null,null,null,null,null,null,null,null,null,null,null,null,null,null,null,null,null,null,null,null,null,null,null,null,null,null,null,null,null,null,null,null,null,null,null,null,null,null,null,null,null,null,null,null,null,null,null,null,null,null,null,null,null,null,null,null,null,null,null,null,null,null,null,null,null,null,null,null,null,null,{"$f":"INDEX('Fixture Descriptions'!A:K,MATCH('Inspection Form'!H1352,'Fixture Descriptions'!A:A,0),8)","v":{"$error":"#N/A"}},{"$error":"#N/A"},null,{"$error":"#N/A"},1,null,null,null,{"$f":"IFERROR(IF(AND(INDEX(Inventory!CA:CA,MATCH('Inspection Form'!B1352,Inventory!B:B,0))=\"Not Qualified\",INDEX(Inventory!L:L,MATCH('Inspection Form'!B1352,Inventory!B:B,0))<>\"\",$Q$5<>\"Pre\"),0,BY1352*BZ1352), 0)","v":0},null,{"$error":"#DIV/0!"},{"$error":"#DIV/0!"},1349]
[null,1349,null,null,null,null,null,null,null,null,null,null,null,null,null,null,null,null,null,null,null,null,null,null,null,null,null,null,null,null,null,null,null,null,null,null,null,null,null,null,null,null,null,null,null,null,null,null,null,null,null,null,null,null,null,null,null,null,null,null,null,null,null,null,null,null,null,null,null,null,null,null,null,{"$f":"INDEX('Fixture Descriptions'!A:K,MATCH('Inspection Form'!H1353,'Fixture Descriptions'!A:A,0),8)","v":{"$error":"#N/A"}},{"$error":"#N/A"},null,{"$error":"#N/A"},1,null,null,null,{"$f":"IFERROR(IF(AND(INDEX(Inventory!CA:CA,MATCH('Inspection Form'!B1353,Inventory!B:B,0))=\"Not Qualified\",INDEX(Inventory!L:L,MATCH('Inspection Form'!B1353,Inventory!B:B,0))<>\"\",$Q$5<>\"Pre\"),0,BY1353*BZ1353), 0)","v":0},null,{"$error":"#DIV/0!"},{"$error":"#DIV/0!"},1350]
[null,1352,null,null,null,null,null,null,null,null,null,null,null,null,null,null,null,null,null,null,null,null,null,null,null,null,null,null,null,null,null,null,null,null,null,null,null,null,null,null,null,null,null,null,null,null,null,null,null,null,null,null,null,null,null,null,null,null,null,null,null,null,null,null,null,null,null,null,null,null,null,null,null,{"$f":"INDEX('Fixture Descriptions'!A:K,MATCH('Inspection Form'!H1356,'Fixture Descriptions'!A:A,0),8)","v":{"$error":"#N/A"}},{"$error":"#N/A"},null,{"$error":"#N/A"},1,null,null,null,{"$f":"IFERROR(IF(AND(INDEX(Inventory!CA:CA,MATCH('Inspection Form'!B1356,Inventory!B:B,0))=\"Not Qualified\",INDEX(Inventory!L:L,MATCH('Inspection Form'!B1356,Inventory!B:B,0))<>\"\",$Q$5<>\"Pre\"),0,BY1356*BZ1356), 0)","v":0},null,{"$error":"#DIV/0!"},{"$error":"#DIV/0!"},1353]
[null,1353,null,null,null,null,null,null,null,null,null,null,null,null,null,null,null,null,null,null,null,null,null,null,null,null,null,null,null,null,null,null,null,null,null,null,null,null,null,null,null,null,null,null,null,null,null,null,null,null,null,null,null,null,null,null,null,null,null,null,null,null,null,null,null,null,null,null,null,null,null,null,null,{"$f":"INDEX('Fixture Descriptions'!A:K,MATCH('Inspection Form'!H1357,'Fixture Descriptions'!A:A,0),8)","v":{"$error":"#N/A"}},{"$error":"#N/A"},null,{"$error":"#N/A"},1,null,null,null,{"$f":"IFERROR(IF(AND(INDEX(Inventory!CA:CA,MATCH('Inspection Form'!B1357,Inventory!B:B,0))=\"Not Qualified\",INDEX(Inventory!L:L,MATCH('Inspection Form'!B1357,Inventory!B:B,0))<>\"\",$Q$5<>\"Pre\"),0,BY1357*BZ1357), 0)","v":0},null,{"$error":"#DIV/0!"},{"$error":"#DIV/0!"},1354]
[null,1355,null,null,null,null,null,null,null,null,null,null,null,null,null,null,null,null,null,null,null,null,null,null,null,null,null,null,null,null,null,null,null,null,null,null,null,null,null,null,null,null,null,null,null,null,null,null,null,null,null,null,null,null,null,null,null,null,null,null,null,null,null,null,null,null,null,null,null,null,null,null,null,{"$f":"INDEX('Fixture Descriptions'!A:K,MATCH('Inspection Form'!H1359,'Fixture Descriptions'!A:A,0),8)","v":{"$error":"#N/A"}},{"$error":"#N/A"},null,{"$error":"#N/A"},1,null,null,null,{"$f":"IFERROR(IF(AND(INDEX(Inventory!CA:CA,MATCH('Inspection Form'!B1359,Inventory!B:B,0))=\"Not Qualified\",INDEX(Inventory!L:L,MATCH('Inspection Form'!B1359,Inventory!B:B,0))<>\"\",$Q$5<>\"Pre\"),0,BY1359*BZ1359), 0)","v":0},null,{"$error":"#DIV/0!"},{"$error":"#DIV/0!"},1356]
[null,1356,null,null,null,null,null,null,null,null,null,null,null,null,null,null,null,null,null,null,null,null,null,null,null,null,null,null,null,null,null,null,null,null,null,null,null,null,null,null,null,null,null,null,null,null,null,null,null,null,null,null,null,null,null,null,null,null,null,null,null,null,null,null,null,null,null,null,null,null,null,null,null,{"$f":"INDEX('Fixture Descriptions'!A:K,MATCH('Inspection Form'!H1360,'Fixture Descriptions'!A:A,0),8)","v":{"$error":"#N/A"}},{"$error":"#N/A"},null,{"$error":"#N/A"},1,null,null,null,{"$f":"IFERROR(IF(AND(INDEX(Inventory!CA:CA,MATCH('Inspection Form'!B1360,Inventory!B:B,0))=\"Not Qualified\",INDEX(Inventory!L:L,MATCH('Inspection Form'!B1360,Inventory!B:B,0))<>\"\",$Q$5<>\"Pre\"),0,BY1360*BZ1360), 0)","v":0},null,{"$error":"#DIV/0!"},{"$error":"#DIV/0!"},1357]
[null,1359,null,null,null,null,null,null,null,null,null,null,null,null,null,null,null,null,null,null,null,null,null,null,null,null,null,null,null,null,null,null,null,null,null,null,null,null,null,null,null,null,null,null,null,null,null,null,null,null,null,null,null,null,null,null,null,null,null,null,null,null,null,null,null,null,null,null,null,null,null,null,null,{"$f":"INDEX('Fixture Descriptions'!A:K,MATCH('Inspection Form'!H1363,'Fixture Descriptions'!A:A,0),8)","v":{"$error":"#N/A"}},{"$error":"#N/A"},null,{"$error":"#N/A"},1,null,null,null,{"$f":"IFERROR(IF(AND(INDEX(Inventory!CA:CA,MATCH('Inspection Form'!B1363,Inventory!B:B,0))=\"Not Qualified\",INDEX(Inventory!L:L,MATCH('Inspection Form'!B1363,Inventory!B:B,0))<>\"\",$Q$5<>\"Pre\"),0,BY1363*BZ1363), 0)","v":0},null,{"$error":"#DIV/0!"},{"$error":"#DIV/0!"},1360]
[null,1360,null,null,null,null,null,null,null,null,null,null,null,null,null,null,null,null,null,null,null,null,null,null,null,null,null,null,null,null,null,null,null,null,null,null,null,null,null,null,null,null,null,null,null,null,null,null,null,null,null,null,null,null,null,null,null,null,null,null,null,null,null,null,null,null,null,null,null,null,null,null,null,{"$f":"INDEX('Fixture Descriptions'!A:K,MATCH('Inspection Form'!H1364,'Fixture Descriptions'!A:A,0),8)","v":{"$error":"#N/A"}},{"$error":"#N/A"},null,{"$error":"#N/A"},1,null,null,null,{"$f":"IFERROR(IF(AND(INDEX(Inventory!CA:CA,MATCH('Inspection Form'!B1364,Inventory!B:B,0))=\"Not Qualified\",INDEX(Inventory!L:L,MATCH('Inspection Form'!B1364,Inventory!B:B,0))<>\"\",$Q$5<>\"Pre\"),0,BY1364*BZ1364), 0)","v":0},null,{"$error":"#DIV/0!"},{"$error":"#DIV/0!"},1361]
[null,1362,null,null,null,null,null,null,null,null,null,null,null,null,null,null,null,null,null,null,null,null,null,null,null,null,null,null,null,null,null,null,null,null,null,null,null,null,null,null,null,null,null,null,null,null,null,null,null,null,null,null,null,null,null,null,null,null,null,null,null,null,null,null,null,null,null,null,null,null,null,null,null,{"$f":"INDEX('Fixture Descriptions'!A:K,MATCH('Inspection Form'!H1366,'Fixture Descriptions'!A:A,0),8)","v":{"$error":"#N/A"}},{"$error":"#N/A"},null,{"$error":"#N/A"},1,null,null,null,{"$f":"IFERROR(IF(AND(INDEX(Inventory!CA:CA,MATCH('Inspection Form'!B1366,Inventory!B:B,0))=\"Not Qualified\",INDEX(Inventory!L:L,MATCH('Inspection Form'!B1366,Inventory!B:B,0))<>\"\",$Q$5<>\"Pre\"),0,BY1366*BZ1366), 0)","v":0},null,{"$error":"#DIV/0!"},{"$error":"#DIV/0!"},1363]
[null,1363,null,null,null,null,null,null,null,null,null,null,null,null,null,null,null,null,null,null,null,null,null,null,null,null,null,null,null,null,null,null,null,null,null,null,null,null,null,null,null,null,null,null,null,null,null,null,null,null,null,null,null,null,null,null,null,null,null,null,null,null,null,null,null,null,null,null,null,null,null,null,null,{"$f":"INDEX('Fixture Descriptions'!A:K,MATCH('Inspection Form'!H1367,'Fixture Descriptions'!A:A,0),8)","v":{"$error":"#N/A"}},{"$error":"#N/A"},null,{"$error":"#N/A"},1,null,null,null,{"$f":"IFERROR(IF(AND(INDEX(Inventory!CA:CA,MATCH('Inspection Form'!B1367,Inventory!B:B,0))=\"Not Qualified\",INDEX(Inventory!L:L,MATCH('Inspection Form'!B1367,Inventory!B:B,0))<>\"\",$Q$5<>\"Pre\"),0,BY1367*BZ1367), 0)","v":0},null,{"$error":"#DIV/0!"},{"$error":"#DIV/0!"},1364]
[null,1366,null,null,null,null,null,null,null,null,null,null,null,null,null,null,null,null,null,null,null,null,null,null,null,null,null,null,null,null,null,null,null,null,null,null,null,null,null,null,null,null,null,null,null,null,null,null,null,null,null,null,null,null,null,null,null,null,null,null,null,null,null,null,null,null,null,null,null,null,null,null,null,{"$f":"INDEX('Fixture Descriptions'!A:K,MATCH('Inspection Form'!H1370,'Fixture Descriptions'!A:A,0),8)","v":{"$error":"#N/A"}},{"$error":"#N/A"},null,{"$error":"#N/A"},1,null,null,null,{"$f":"IFERROR(IF(AND(INDEX(Inventory!CA:CA,MATCH('Inspection Form'!B1370,Inventory!B:B,0))=\"Not Qualified\",INDEX(Inventory!L:L,MATCH('Inspection Form'!B1370,Inventory!B:B,0))<>\"\",$Q$5<>\"Pre\"),0,BY1370*BZ1370), 0)","v":0},null,{"$error":"#DIV/0!"},{"$error":"#DIV/0!"},1367]
[null,1367,null,null,null,null,null,null,null,null,null,null,null,null,null,null,null,null,null,null,null,null,null,null,null,null,null,null,null,null,null,null,null,null,null,null,null,null,null,null,null,null,null,null,null,null,null,null,null,null,null,null,null,null,null,null,null,null,null,null,null,null,null,null,null,null,null,null,null,null,null,null,null,{"$f":"INDEX('Fixture Descriptions'!A:K,MATCH('Inspection Form'!H1371,'Fixture Descriptions'!A:A,0),8)","v":{"$error":"#N/A"}},{"$error":"#N/A"},null,{"$error":"#N/A"},1,null,null,null,{"$f":"IFERROR(IF(AND(INDEX(Inventory!CA:CA,MATCH('Inspection Form'!B1371,Inventory!B:B,0))=\"Not Qualified\",INDEX(Inventory!L:L,MATCH('Inspection Form'!B1371,Inventory!B:B,0))<>\"\",$Q$5<>\"Pre\"),0,BY1371*BZ1371), 0)","v":0},null,{"$error":"#DIV/0!"},{"$error":"#DIV/0!"},1368]
[null,1369,null,null,null,null,null,null,null,null,null,null,null,null,null,null,null,null,null,null,null,null,null,null,null,null,null,null,null,null,null,null,null,null,null,null,null,null,null,null,null,null,null,null,null,null,null,null,null,null,null,null,null,null,null,null,null,null,null,null,null,null,null,null,null,null,null,null,null,null,null,null,null,{"$f":"INDEX('Fixture Descriptions'!A:K,MATCH('Inspection Form'!H1373,'Fixture Descriptions'!A:A,0),8)","v":{"$error":"#N/A"}},{"$error":"#N/A"},null,{"$error":"#N/A"},1,null,null,null,{"$f":"IFERROR(IF(AND(INDEX(Inventory!CA:CA,MATCH('Inspection Form'!B1373,Inventory!B:B,0))=\"Not Qualified\",INDEX(Inventory!L:L,MATCH('Inspection Form'!B1373,Inventory!B:B,0))<>\"\",$Q$5<>\"Pre\"),0,BY1373*BZ1373), 0)","v":0},null,{"$error":"#DIV/0!"},{"$error":"#DIV/0!"},1370]
[null,1370,null,null,null,null,null,null,null,null,null,null,null,null,null,null,null,null,null,null,null,null,null,null,null,null,null,null,null,null,null,null,null,null,null,null,null,null,null,null,null,null,null,null,null,null,null,null,null,null,null,null,null,null,null,null,null,null,null,null,null,null,null,null,null,null,null,null,null,null,null,null,null,{"$f":"INDEX('Fixture Descriptions'!A:K,MATCH('Inspection Form'!H1374,'Fixture Descriptions'!A:A,0),8)","v":{"$error":"#N/A"}},{"$error":"#N/A"},null,{"$error":"#N/A"},1,null,null,null,{"$f":"IFERROR(IF(AND(INDEX(Inventory!CA:CA,MATCH('Inspection Form'!B1374,Inventory!B:B,0))=\"Not Qualified\",INDEX(Inventory!L:L,MATCH('Inspection Form'!B1374,Inventory!B:B,0))<>\"\",$Q$5<>\"Pre\"),0,BY1374*BZ1374), 0)","v":0},null,{"$error":"#DIV/0!"},{"$error":"#DIV/0!"},1371]
[null,1373,null,null,null,null,null,null,null,null,null,null,null,null,null,null,null,null,null,null,null,null,null,null,null,null,null,null,null,null,null,null,null,null,null,null,null,null,null,null,null,null,null,null,null,null,null,null,null,null,null,null,null,null,null,null,null,null,null,null,null,null,null,null,null,null,null,null,null,null,null,null,null,{"$f":"INDEX('Fixture Descriptions'!A:K,MATCH('Inspection Form'!H1377,'Fixture Descriptions'!A:A,0),8)","v":{"$error":"#N/A"}},{"$error":"#N/A"},null,{"$error":"#N/A"},1,null,null,null,{"$f":"IFERROR(IF(AND(INDEX(Inventory!CA:CA,MATCH('Inspection Form'!B1377,Inventory!B:B,0))=\"Not Qualified\",INDEX(Inventory!L:L,MATCH('Inspection Form'!B1377,Inventory!B:B,0))<>\"\",$Q$5<>\"Pre\"),0,BY1377*BZ1377), 0)","v":0},null,{"$error":"#DIV/0!"},{"$error":"#DIV/0!"},1374]
[null,1374,null,null,null,null,null,null,null,null,null,null,null,null,null,null,null,null,null,null,null,null,null,null,null,null,null,null,null,null,null,null,null,null,null,null,null,null,null,null,null,null,null,null,null,null,null,null,null,null,null,null,null,null,null,null,null,null,null,null,null,null,null,null,null,null,null,null,null,null,null,null,null,{"$f":"INDEX('Fixture Descriptions'!A:K,MATCH('Inspection Form'!H1378,'Fixture Descriptions'!A:A,0),8)","v":{"$error":"#N/A"}},{"$error":"#N/A"},null,{"$error":"#N/A"},1,null,null,null,{"$f":"IFERROR(IF(AND(INDEX(Inventory!CA:CA,MATCH('Inspection Form'!B1378,Inventory!B:B,0))=\"Not Qualified\",INDEX(Inventory!L:L,MATCH('Inspection Form'!B1378,Inventory!B:B,0))<>\"\",$Q$5<>\"Pre\"),0,BY1378*BZ1378), 0)","v":0},null,{"$error":"#DIV/0!"},{"$error":"#DIV/0!"},1375]
[null,1376,null,null,null,null,null,null,null,null,null,null,null,null,null,null,null,null,null,null,null,null,null,null,null,null,null,null,null,null,null,null,null,null,null,null,null,null,null,null,null,null,null,null,null,null,null,null,null,null,null,null,null,null,null,null,null,null,null,null,null,null,null,null,null,null,null,null,null,null,null,null,null,{"$f":"INDEX('Fixture Descriptions'!A:K,MATCH('Inspection Form'!H1380,'Fixture Descriptions'!A:A,0),8)","v":{"$error":"#N/A"}},{"$error":"#N/A"},null,{"$error":"#N/A"},1,null,null,null,{"$f":"IFERROR(IF(AND(INDEX(Inventory!CA:CA,MATCH('Inspection Form'!B1380,Inventory!B:B,0))=\"Not Qualified\",INDEX(Inventory!L:L,MATCH('Inspection Form'!B1380,Inventory!B:B,0))<>\"\",$Q$5<>\"Pre\"),0,BY1380*BZ1380), 0)","v":0},null,{"$error":"#DIV/0!"},{"$error":"#DIV/0!"},1377]
[null,1377,null,null,null,null,null,null,null,null,null,null,null,null,null,null,null,null,null,null,null,null,null,null,null,null,null,null,null,null,null,null,null,null,null,null,null,null,null,null,null,null,null,null,null,null,null,null,null,null,null,null,null,null,null,null,null,null,null,null,null,null,null,null,null,null,null,null,null,null,null,null,null,{"$f":"INDEX('Fixture Descriptions'!A:K,MATCH('Inspection Form'!H1381,'Fixture Descriptions'!A:A,0),8)","v":{"$error":"#N/A"}},{"$error":"#N/A"},null,{"$error":"#N/A"},1,null,null,null,{"$f":"IFERROR(IF(AND(INDEX(Inventory!CA:CA,MATCH('Inspection Form'!B1381,Inventory!B:B,0))=\"Not Qualified\",INDEX(Inventory!L:L,MATCH('Inspection Form'!B1381,Inventory!B:B,0))<>\"\",$Q$5<>\"Pre\"),0,BY1381*BZ1381), 0)","v":0},null,{"$error":"#DIV/0!"},{"$error":"#DIV/0!"},1378]
[null,1378,null,null,null,null,null,null,null,null,null,null,null,null,null,null,null,null,null,null,null,null,null,null,null,null,null,null,null,null,null,null,null,null,null,null,null,null,null,null,null,null,null,null,null,null,null,null,null,null,null,null,null,null,null,null,null,null,null,null,null,null,null,null,null,null,null,null,null,null,null,null,null,{"$f":"INDEX('Fixture Descriptions'!A:K,MATCH('Inspection Form'!H1382,'Fixture Descriptions'!A:A,0),8)","v":{"$error":"#N/A"}},{"$error":"#N/A"},null,{"$error":"#N/A"},1,null,null,null,{"$f":"IFERROR(IF(AND(INDEX(Inventory!CA:CA,MATCH('Inspection Form'!B1382,Inventory!B:B,0))=\"Not Qualified\",INDEX(Inventory!L:L,MATCH('Inspection Form'!B1382,Inventory!B:B,0))<>\"\",$Q$5<>\"Pre\"),0,BY1382*BZ1382), 0)","v":0},null,{"$error":"#DIV/0!"},{"$error":"#DIV/0!"},1379]
[null,1379,null,null,null,null,null,null,null,null,null,null,null,null,null,null,null,null,null,null,null,null,null,null,null,null,null,null,null,null,null,null,null,null,null,null,null,null,null,null,null,null,null,null,null,null,null,null,null,null,null,null,null,null,null,null,null,null,null,null,null,null,null,null,null,null,null,null,null,null,null,null,null,{"$f":"INDEX('Fixture Descriptions'!A:K,MATCH('Inspection Form'!H1383,'Fixture Descriptions'!A:A,0),8)","v":{"$error":"#N/A"}},{"$error":"#N/A"},null,{"$error":"#N/A"},1,null,null,null,{"$f":"IFERROR(IF(AND(INDEX(Inventory!CA:CA,MATCH('Inspection Form'!B1383,Inventory!B:B,0))=\"Not Qualified\",INDEX(Inventory!L:L,MATCH('Inspection Form'!B1383,Inventory!B:B,0))<>\"\",$Q$5<>\"Pre\"),0,BY1383*BZ1383), 0)","v":0},null,{"$error":"#DIV/0!"},{"$error":"#DIV/0!"},1380]
[null,1380,null,null,null,null,null,null,null,null,null,null,null,null,null,null,null,null,null,null,null,null,null,null,null,null,null,null,null,null,null,null,null,null,null,null,null,null,null,null,null,null,null,null,null,null,null,null,null,null,null,null,null,null,null,null,null,null,null,null,null,null,null,null,null,null,null,null,null,null,null,null,null,{"$f":"INDEX('Fixture Descriptions'!A:K,MATCH('Inspection Form'!H1384,'Fixture Descriptions'!A:A,0),8)","v":{"$error":"#N/A"}},{"$error":"#N/A"},null,{"$error":"#N/A"},1,null,null,null,{"$f":"IFERROR(IF(AND(INDEX(Inventory!CA:CA,MATCH('Inspection Form'!B1384,Inventory!B:B,0))=\"Not Qualified\",INDEX(Inventory!L:L,MATCH('Inspection Form'!B1384,Inventory!B:B,0))<>\"\",$Q$5<>\"Pre\"),0,BY1384*BZ1384), 0)","v":0},null,{"$error":"#DIV/0!"},{"$error":"#DIV/0!"},1381]
[null,1381,null,null,null,null,null,null,null,null,null,null,null,null,null,null,null,null,null,null,null,null,null,null,null,null,null,null,null,null,null,null,null,null,null,null,null,null,null,null,null,null,null,null,null,null,null,null,null,null,null,null,null,null,null,null,null,null,null,null,null,null,null,null,null,null,null,null,null,null,null,null,null,{"$f":"INDEX('Fixture Descriptions'!A:K,MATCH('Inspection Form'!H1385,'Fixture Descriptions'!A:A,0),8)","v":{"$error":"#N/A"}},{"$error":"#N/A"},null,{"$error":"#N/A"},1,null,null,null,{"$f":"IFERROR(IF(AND(INDEX(Inventory!CA:CA,MATCH('Inspection Form'!B1385,Inventory!B:B,0))=\"Not Qualified\",INDEX(Inventory!L:L,MATCH('Inspection Form'!B1385,Inventory!B:B,0))<>\"\",$Q$5<>\"Pre\"),0,BY1385*BZ1385), 0)","v":0},null,{"$error":"#DIV/0!"},{"$error":"#DIV/0!"},1382]
[null,1382,null,null,null,null,null,null,null,null,null,null,null,null,null,null,null,null,null,null,null,null,null,null,null,null,null,null,null,null,null,null,null,null,null,null,null,null,null,null,null,null,null,null,null,null,null,null,null,null,null,null,null,null,null,null,null,null,null,null,null,null,null,null,null,null,null,null,null,null,null,null,null,{"$f":"INDEX('Fixture Descriptions'!A:K,MATCH('Inspection Form'!H1386,'Fixture Descriptions'!A:A,0),8)","v":{"$error":"#N/A"}},{"$error":"#N/A"},null,{"$error":"#N/A"},1,null,null,null,{"$f":"IFERROR(IF(AND(INDEX(Inventory!CA:CA,MATCH('Inspection Form'!B1386,Inventory!B:B,0))=\"Not Qualified\",INDEX(Inventory!L:L,MATCH('Inspection Form'!B1386,Inventory!B:B,0))<>\"\",$Q$5<>\"Pre\"),0,BY1386*BZ1386), 0)","v":0},null,{"$error":"#DIV/0!"},{"$error":"#DIV/0!"},1383]
[null,1383,null,null,null,null,null,null,null,null,null,null,null,null,null,null,null,null,null,null,null,null,null,null,null,null,null,null,null,null,null,null,null,null,null,null,null,null,null,null,null,null,null,null,null,null,null,null,null,null,null,null,null,null,null,null,null,null,null,null,null,null,null,null,null,null,null,null,null,null,null,null,null,{"$f":"INDEX('Fixture Descriptions'!A:K,MATCH('Inspection Form'!H1387,'Fixture Descriptions'!A:A,0),8)","v":{"$error":"#N/A"}},{"$error":"#N/A"},null,{"$error":"#N/A"},1,null,null,null,{"$f":"IFERROR(IF(AND(INDEX(Inventory!CA:CA,MATCH('Inspection Form'!B1387,Inventory!B:B,0))=\"Not Qualified\",INDEX(Inventory!L:L,MATCH('Inspection Form'!B1387,Inventory!B:B,0))<>\"\",$Q$5<>\"Pre\"),0,BY1387*BZ1387), 0)","v":0},null,{"$error":"#DIV/0!"},{"$error":"#DIV/0!"},1384]
[null,1384,null,null,null,null,null,null,null,null,null,null,null,null,null,null,null,null,null,null,null,null,null,null,null,null,null,null,null,null,null,null,null,null,null,null,null,null,null,null,null,null,null,null,null,null,null,null,null,null,null,null,null,null,null,null,null,null,null,null,null,null,null,null,null,null,null,null,null,null,null,null,null,{"$f":"INDEX('Fixture Descriptions'!A:K,MATCH('Inspection Form'!H1388,'Fixture Descriptions'!A:A,0),8)","v":{"$error":"#N/A"}},{"$error":"#N/A"},null,{"$error":"#N/A"},1,null,null,null,{"$f":"IFERROR(IF(AND(INDEX(Inventory!CA:CA,MATCH('Inspection Form'!B1388,Inventory!B:B,0))=\"Not Qualified\",INDEX(Inventory!L:L,MATCH('Inspection Form'!B1388,Inventory!B:B,0))<>\"\",$Q$5<>\"Pre\"),0,BY1388*BZ1388), 0)","v":0},null,{"$error":"#DIV/0!"},{"$error":"#DIV/0!"},1385]
[null,1385,null,null,null,null,null,null,null,null,null,null,null,null,null,null,null,null,null,null,null,null,null,null,null,null,null,null,null,null,null,null,null,null,null,null,null,null,null,null,null,null,null,null,null,null,null,null,null,null,null,null,null,null,null,null,null,null,null,null,null,null,null,null,null,null,null,null,null,null,null,null,null,{"$f":"INDEX('Fixture Descriptions'!A:K,MATCH('Inspection Form'!H1389,'Fixture Descriptions'!A:A,0),8)","v":{"$error":"#N/A"}},{"$error":"#N/A"},null,{"$error":"#N/A"},1,null,null,null,{"$f":"IFERROR(IF(AND(INDEX(Inventory!CA:CA,MATCH('Inspection Form'!B1389,Inventory!B:B,0))=\"Not Qualified\",INDEX(Inventory!L:L,MATCH('Inspection Form'!B1389,Inventory!B:B,0))<>\"\",$Q$5<>\"Pre\"),0,BY1389*BZ1389), 0)","v":0},null,{"$error":"#DIV/0!"},{"$error":"#DIV/0!"},1386]
[null,1386,null,null,null,null,null,null,null,null,null,null,null,null,null,null,null,null,null,null,null,null,null,null,null,null,null,null,null,null,null,null,null,null,null,null,null,null,null,null,null,null,null,null,null,null,null,null,null,null,null,null,null,null,null,null,null,null,null,null,null,null,null,null,null,null,null,null,null,null,null,null,null,{"$f":"INDEX('Fixture Descriptions'!A:K,MATCH('Inspection Form'!H1390,'Fixture Descriptions'!A:A,0),8)","v":{"$error":"#N/A"}},{"$error":"#N/A"},null,{"$error":"#N/A"},1,null,null,null,{"$f":"IFERROR(IF(AND(INDEX(Inventory!CA:CA,MATCH('Inspection Form'!B1390,Inventory!B:B,0))=\"Not Qualified\",INDEX(Inventory!L:L,MATCH('Inspection Form'!B1390,Inventory!B:B,0))<>\"\",$Q$5<>\"Pre\"),0,BY1390*BZ1390), 0)","v":0},null,{"$error":"#DIV/0!"},{"$error":"#DIV/0!"},1387]
[null,1387,null,null,null,null,null,null,null,null,null,null,null,null,null,null,null,null,null,null,null,null,null,null,null,null,null,null,null,null,null,null,null,null,null,null,null,null,null,null,null,null,null,null,null,null,null,null,null,null,null,null,null,null,null,null,null,null,null,null,null,null,null,null,null,null,null,null,null,null,null,null,null,{"$f":"INDEX('Fixture Descriptions'!A:K,MATCH('Inspection Form'!H1391,'Fixture Descriptions'!A:A,0),8)","v":{"$error":"#N/A"}},{"$error":"#N/A"},null,{"$error":"#N/A"},1,null,null,null,{"$f":"IFERROR(IF(AND(INDEX(Inventory!CA:CA,MATCH('Inspection Form'!B1391,Inventory!B:B,0))=\"Not Qualified\",INDEX(Inventory!L:L,MATCH('Inspection Form'!B1391,Inventory!B:B,0))<>\"\",$Q$5<>\"Pre\"),0,BY1391*BZ1391), 0)","v":0},null,{"$error":"#DIV/0!"},{"$error":"#DIV/0!"},1388]
[null,1388,null,null,null,null,null,null,null,null,null,null,null,null,null,null,null,null,null,null,null,null,null,null,null,null,null,null,null,null,null,null,null,null,null,null,null,null,null,null,null,null,null,null,null,null,null,null,null,null,null,null,null,null,null,null,null,null,null,null,null,null,null,null,null,null,null,null,null,null,null,null,null,{"$f":"INDEX('Fixture Descriptions'!A:K,MATCH('Inspection Form'!H1392,'Fixture Descriptions'!A:A,0),8)","v":{"$error":"#N/A"}},{"$error":"#N/A"},null,{"$error":"#N/A"},1,null,null,null,{"$f":"IFERROR(IF(AND(INDEX(Inventory!CA:CA,MATCH('Inspection Form'!B1392,Inventory!B:B,0))=\"Not Qualified\",INDEX(Inventory!L:L,MATCH('Inspection Form'!B1392,Inventory!B:B,0))<>\"\",$Q$5<>\"Pre\"),0,BY1392*BZ1392), 0)","v":0},null,{"$error":"#DIV/0!"},{"$error":"#DIV/0!"},1389]
[null,1389,null,null,null,null,null,null,null,null,null,null,null,null,null,null,null,null,null,null,null,null,null,null,null,null,null,null,null,null,null,null,null,null,null,null,null,null,null,null,null,null,null,null,null,null,null,null,null,null,null,null,null,null,null,null,null,null,null,null,null,null,null,null,null,null,null,null,null,null,null,null,null,{"$f":"INDEX('Fixture Descriptions'!A:K,MATCH('Inspection Form'!H1393,'Fixture Descriptions'!A:A,0),8)","v":{"$error":"#N/A"}},{"$error":"#N/A"},null,{"$error":"#N/A"},1,null,null,null,{"$f":"IFERROR(IF(AND(INDEX(Inventory!CA:CA,MATCH('Inspection Form'!B1393,Inventory!B:B,0))=\"Not Qualified\",INDEX(Inventory!L:L,MATCH('Inspection Form'!B1393,Inventory!B:B,0))<>\"\",$Q$5<>\"Pre\"),0,BY1393*BZ1393), 0)","v":0},null,{"$error":"#DIV/0!"},{"$error":"#DIV/0!"},1390]
[null,1390,null,null,null,null,null,null,null,null,null,null,null,null,null,null,null,null,null,null,null,null,null,null,null,null,null,null,null,null,null,null,null,null,null,null,null,null,null,null,null,null,null,null,null,null,null,null,null,null,null,null,null,null,null,null,null,null,null,null,null,null,null,null,null,null,null,null,null,null,null,null,null,{"$f":"INDEX('Fixture Descriptions'!A:K,MATCH('Inspection Form'!H1394,'Fixture Descriptions'!A:A,0),8)","v":{"$error":"#N/A"}},{"$error":"#N/A"},null,{"$error":"#N/A"},1,null,null,null,{"$f":"IFERROR(IF(AND(INDEX(Inventory!CA:CA,MATCH('Inspection Form'!B1394,Inventory!B:B,0))=\"Not Qualified\",INDEX(Inventory!L:L,MATCH('Inspection Form'!B1394,Inventory!B:B,0))<>\"\",$Q$5<>\"Pre\"),0,BY1394*BZ1394), 0)","v":0},null,{"$error":"#DIV/0!"},{"$error":"#DIV/0!"},1391]
[null,1391,null,null,null,null,null,null,null,null,null,null,null,null,null,null,null,null,null,null,null,null,null,null,null,null,null,null,null,null,null,null,null,null,null,null,null,null,null,null,null,null,null,null,null,null,null,null,null,null,null,null,null,null,null,null,null,null,null,null,null,null,null,null,null,null,null,null,null,null,null,null,null,{"$f":"INDEX('Fixture Descriptions'!A:K,MATCH('Inspection Form'!H1395,'Fixture Descriptions'!A:A,0),8)","v":{"$error":"#N/A"}},{"$f":"BV1395*I1395","v":{"$error":"#N/A"}},null,{"$f":"BW1395","v":{"$error":"#N/A"}},{"$f":"IF($U$3=\"All\", 1, IF(AND(C1395=$U$3, H1395=$U$4), 1, 0))","v":1},null,null,null,{"$f":"IFERROR(IF(AND(INDEX(Inventory!CA:CA,MATCH('Inspection Form'!B1395,Inventory!B:B,0))=\"Not Qualified\",INDEX(Inventory!L:L,MATCH('Inspection Form'!B1395,Inventory!B:B,0))<>\"\",$Q$5<>\"Pre\"),0,BY1395*BZ1395), 0)","v":0},null,{"$f":"CD1395/$CE$5","v":{"$error":"#DIV/0!"}},{"$f":"CF1395+CG1394","v":{"$error":"#DIV/0!"}},1392]
[null,1392,null,null,null,null,null,null,null,null,null,null,null,null,null,null,null,null,null,null,null,null,null,null,null,null,null,null,null,null,null,null,null,null,null,null,null,null,null,null,null,null,null,null,null,null,null,null,null,null,null,null,null,null,null,null,null,null,null,null,null,null,null,null,null,null,null,null,null,null,null,null,null,{"$f":"INDEX('Fixture Descriptions'!A:K,MATCH('Inspection Form'!H1396,'Fixture Descriptions'!A:A,0),8)","v":{"$error":"#N/A"}},{"$error":"#N/A"},null,{"$error":"#N/A"},1,null,null,null,{"$f":"IFERROR(IF(AND(INDEX(Inventory!CA:CA,MATCH('Inspection Form'!B1396,Inventory!B:B,0))=\"Not Qualified\",INDEX(Inventory!L:L,MATCH('Inspection Form'!B1396,Inventory!B:B,0))<>\"\",$Q$5<>\"Pre\"),0,BY1396*BZ1396), 0)","v":0},null,{"$error":"#DIV/0!"},{"$error":"#DIV/0!"},1393]
[null,1393,null,null,null,null,null,null,null,null,null,null,null,null,null,null,null,null,null,null,null,null,null,null,null,null,null,null,null,null,null,null,null,null,null,null,null,null,null,null,null,null,null,null,null,null,null,null,null,null,null,null,null,null,null,null,null,null,null,null,null,null,null,null,null,null,null,null,null,null,null,null,null,{"$f":"INDEX('Fixture Descriptions'!A:K,MATCH('Inspection Form'!H1397,'Fixture Descriptions'!A:A,0),8)","v":{"$error":"#N/A"}},{"$error":"#N/A"},null,{"$error":"#N/A"},1,null,null,null,{"$f":"IFERROR(IF(AND(INDEX(Inventory!CA:CA,MATCH('Inspection Form'!B1397,Inventory!B:B,0))=\"Not Qualified\",INDEX(Inventory!L:L,MATCH('Inspection Form'!B1397,Inventory!B:B,0))<>\"\",$Q$5<>\"Pre\"),0,BY1397*BZ1397), 0)","v":0},null,{"$error":"#DIV/0!"},{"$error":"#DIV/0!"},1394]
[null,1394,null,null,null,null,null,null,null,null,null,null,null,null,null,null,null,null,null,null,null,null,null,null,null,null,null,null,null,null,null,null,null,null,null,null,null,null,null,null,null,null,null,null,null,null,null,null,null,null,null,null,null,null,null,null,null,null,null,null,null,null,null,null,null,null,null,null,null,null,null,null,null,{"$f":"INDEX('Fixture Descriptions'!A:K,MATCH('Inspection Form'!H1398,'Fixture Descriptions'!A:A,0),8)","v":{"$error":"#N/A"}},{"$error":"#N/A"},null,{"$error":"#N/A"},1,null,null,null,{"$f":"IFERROR(IF(AND(INDEX(Inventory!CA:CA,MATCH('Inspection Form'!B1398,Inventory!B:B,0))=\"Not Qualified\",INDEX(Inventory!L:L,MATCH('Inspection Form'!B1398,Inventory!B:B,0))<>\"\",$Q$5<>\"Pre\"),0,BY1398*BZ1398), 0)","v":0},null,{"$error":"#DIV/0!"},{"$error":"#DIV/0!"},1395]
[null,1395,null,null,null,null,null,null,null,null,null,null,null,null,null,null,null,null,null,null,null,null,null,null,null,null,null,null,null,null,null,null,null,null,null,null,null,null,null,null,null,null,null,null,null,null,null,null,null,null,null,null,null,null,null,null,null,null,null,null,null,null,null,null,null,null,null,null,null,null,null,null,null,{"$f":"INDEX('Fixture Descriptions'!A:K,MATCH('Inspection Form'!H1399,'Fixture Descriptions'!A:A,0),8)","v":{"$error":"#N/A"}},{"$error":"#N/A"},null,{"$error":"#N/A"},1,null,null,null,{"$f":"IFERROR(IF(AND(INDEX(Inventory!CA:CA,MATCH('Inspection Form'!B1399,Inventory!B:B,0))=\"Not Qualified\",INDEX(Inventory!L:L,MATCH('Inspection Form'!B1399,Inventory!B:B,0))<>\"\",$Q$5<>\"Pre\"),0,BY1399*BZ1399), 0)","v":0},null,{"$error":"#DIV/0!"},{"$error":"#DIV/0!"},1396]
[null,1396,null,null,null,null,null,null,null,null,null,null,null,null,null,null,null,null,null,null,null,null,null,null,null,null,null,null,null,null,null,null,null,null,null,null,null,null,null,null,null,null,null,null,null,null,null,null,null,null,null,null,null,null,null,null,null,null,null,null,null,null,null,null,null,null,null,null,null,null,null,null,null,{"$f":"INDEX('Fixture Descriptions'!A:K,MATCH('Inspection Form'!H1400,'Fixture Descriptions'!A:A,0),8)","v":{"$error":"#N/A"}},{"$error":"#N/A"},null,{"$error":"#N/A"},1,null,null,null,{"$f":"IFERROR(IF(AND(INDEX(Inventory!CA:CA,MATCH('Inspection Form'!B1400,Inventory!B:B,0))=\"Not Qualified\",INDEX(Inventory!L:L,MATCH('Inspection Form'!B1400,Inventory!B:B,0))<>\"\",$Q$5<>\"Pre\"),0,BY1400*BZ1400), 0)","v":0},null,{"$error":"#DIV/0!"},{"$error":"#DIV/0!"},1397]
[null,1397,null,null,null,null,null,null,null,null,null,null,null,null,null,null,null,null,null,null,null,null,null,null,null,null,null,null,null,null,null,null,null,null,null,null,null,null,null,null,null,null,null,null,null,null,null,null,null,null,null,null,null,null,null,null,null,null,null,null,null,null,null,null,null,null,null,null,null,null,null,null,null,{"$f":"INDEX('Fixture Descriptions'!A:K,MATCH('Inspection Form'!H1401,'Fixture Descriptions'!A:A,0),8)","v":{"$error":"#N/A"}},{"$error":"#N/A"},null,{"$error":"#N/A"},1,null,null,null,{"$f":"IFERROR(IF(AND(INDEX(Inventory!CA:CA,MATCH('Inspection Form'!B1401,Inventory!B:B,0))=\"Not Qualified\",INDEX(Inventory!L:L,MATCH('Inspection Form'!B1401,Inventory!B:B,0))<>\"\",$Q$5<>\"Pre\"),0,BY1401*BZ1401), 0)","v":0},null,{"$error":"#DIV/0!"},{"$error":"#DIV/0!"},1398]
[null,1398,null,null,null,null,null,null,null,null,null,null,null,null,null,null,null,null,null,null,null,null,null,null,null,null,null,null,null,null,null,null,null,null,null,null,null,null,null,null,null,null,null,null,null,null,null,null,null,null,null,null,null,null,null,null,null,null,null,null,null,null,null,null,null,null,null,null,null,null,null,null,null,{"$f":"INDEX('Fixture Descriptions'!A:K,MATCH('Inspection Form'!H1402,'Fixture Descriptions'!A:A,0),8)","v":{"$error":"#N/A"}},{"$error":"#N/A"},null,{"$error":"#N/A"},1,null,null,null,{"$f":"IFERROR(IF(AND(INDEX(Inventory!CA:CA,MATCH('Inspection Form'!B1402,Inventory!B:B,0))=\"Not Qualified\",INDEX(Inventory!L:L,MATCH('Inspection Form'!B1402,Inventory!B:B,0))<>\"\",$Q$5<>\"Pre\"),0,BY1402*BZ1402), 0)","v":0},null,{"$error":"#DIV/0!"},{"$error":"#DIV/0!"},1399]
[null,1399,null,null,null,null,null,null,null,null,null,null,null,null,null,null,null,null,null,null,null,null,null,null,null,null,null,null,null,null,null,null,null,null,null,null,null,null,null,null,null,null,null,null,null,null,null,null,null,null,null,null,null,null,null,null,null,null,null,null,null,null,null,null,null,null,null,null,null,null,null,null,null,{"$f":"INDEX('Fixture Descriptions'!A:K,MATCH('Inspection Form'!H1403,'Fixture Descriptions'!A:A,0),8)","v":{"$error":"#N/A"}},{"$error":"#N/A"},null,{"$error":"#N/A"},1,null,null,null,{"$f":"IFERROR(IF(AND(INDEX(Inventory!CA:CA,MATCH('Inspection Form'!B1403,Inventory!B:B,0))=\"Not Qualified\",INDEX(Inventory!L:L,MATCH('Inspection Form'!B1403,Inventory!B:B,0))<>\"\",$Q$5<>\"Pre\"),0,BY1403*BZ1403), 0)","v":0},null,{"$error":"#DIV/0!"},{"$error":"#DIV/0!"},1400]
[null,1400,null,null,null,null,null,null,null,null,null,null,null,null,null,null,null,null,null,null,null,null,null,null,null,null,null,null,null,null,null,null,null,null,null,null,null,null,null,null,null,null,null,null,null,null,null,null,null,null,null,null,null,null,null,null,null,null,null,null,null,null,null,null,null,null,null,null,null,null,null,null,null,{"$f":"INDEX('Fixture Descriptions'!A:K,MATCH('Inspection Form'!H1404,'Fixture Descriptions'!A:A,0),8)","v":{"$error":"#N/A"}},{"$error":"#N/A"},null,{"$error":"#N/A"},1,null,null,null,{"$f":"IFERROR(IF(AND(INDEX(Inventory!CA:CA,MATCH('Inspection Form'!B1404,Inventory!B:B,0))=\"Not Qualified\",INDEX(Inventory!L:L,MATCH('Inspection Form'!B1404,Inventory!B:B,0))<>\"\",$Q$5<>\"Pre\"),0,BY1404*BZ1404), 0)","v":0},null,{"$error":"#DIV/0!"},{"$error":"#DIV/0!"},1401]
[null,1401,null,null,null,null,null,null,null,null,null,null,null,null,null,null,null,null,null,null,null,null,null,null,null,null,null,null,null,null,null,null,null,null,null,null,null,null,null,null,null,null,null,null,null,null,null,null,null,null,null,null,null,null,null,null,null,null,null,null,null,null,null,null,null,null,null,null,null,null,null,null,null,{"$f":"INDEX('Fixture Descriptions'!A:K,MATCH('Inspection Form'!H1405,'Fixture Descriptions'!A:A,0),8)","v":{"$error":"#N/A"}},{"$error":"#N/A"},null,{"$error":"#N/A"},1,null,null,null,{"$f":"IFERROR(IF(AND(INDEX(Inventory!CA:CA,MATCH('Inspection Form'!B1405,Inventory!B:B,0))=\"Not Qualified\",INDEX(Inventory!L:L,MATCH('Inspection Form'!B1405,Inventory!B:B,0))<>\"\",$Q$5<>\"Pre\"),0,BY1405*BZ1405), 0)","v":0},null,{"$error":"#DIV/0!"},{"$error":"#DIV/0!"},1402]
[null,1402,null,null,null,null,null,null,null,null,null,null,null,null,null,null,null,null,null,null,null,null,null,null,null,null,null,null,null,null,null,null,null,null,null,null,null,null,null,null,null,null,null,null,null,null,null,null,null,null,null,null,null,null,null,null,null,null,null,null,null,null,null,null,null,null,null,null,null,null,null,null,null,{"$f":"INDEX('Fixture Descriptions'!A:K,MATCH('Inspection Form'!H1406,'Fixture Descriptions'!A:A,0),8)","v":{"$error":"#N/A"}},{"$error":"#N/A"},null,{"$error":"#N/A"},1,null,null,null,{"$f":"IFERROR(IF(AND(INDEX(Inventory!CA:CA,MATCH('Inspection Form'!B1406,Inventory!B:B,0))=\"Not Qualified\",INDEX(Inventory!L:L,MATCH('Inspection Form'!B1406,Inventory!B:B,0))<>\"\",$Q$5<>\"Pre\"),0,BY1406*BZ1406), 0)","v":0},null,{"$error":"#DIV/0!"},{"$error":"#DIV/0!"},1403]
[null,1403,null,null,null,null,null,null,null,null,null,null,null,null,null,null,null,null,null,null,null,null,null,null,null,null,null,null,null,null,null,null,null,null,null,null,null,null,null,null,null,null,null,null,null,null,null,null,null,null,null,null,null,null,null,null,null,null,null,null,null,null,null,null,null,null,null,null,null,null,null,null,null,{"$f":"INDEX('Fixture Descriptions'!A:K,MATCH('Inspection Form'!H1407,'Fixture Descriptions'!A:A,0),8)","v":{"$error":"#N/A"}},{"$error":"#N/A"},null,{"$error":"#N/A"},1,null,null,null,{"$f":"IFERROR(IF(AND(INDEX(Inventory!CA:CA,MATCH('Inspection Form'!B1407,Inventory!B:B,0))=\"Not Qualified\",INDEX(Inventory!L:L,MATCH('Inspection Form'!B1407,Inventory!B:B,0))<>\"\",$Q$5<>\"Pre\"),0,BY1407*BZ1407), 0)","v":0},null,{"$error":"#DIV/0!"},{"$error":"#DIV/0!"},1404]
[null,1404,null,null,null,null,null,null,null,null,null,null,null,null,null,null,null,null,null,null,null,null,null,null,null,null,null,null,null,null,null,null,null,null,null,null,null,null,null,null,null,null,null,null,null,null,null,null,null,null,null,null,null,null,null,null,null,null,null,null,null,null,null,null,null,null,null,null,null,null,null,null,null,{"$f":"INDEX('Fixture Descriptions'!A:K,MATCH('Inspection Form'!H1408,'Fixture Descriptions'!A:A,0),8)","v":{"$error":"#N/A"}},{"$error":"#N/A"},null,{"$error":"#N/A"},1,null,null,null,{"$f":"IFERROR(IF(AND(INDEX(Inventory!CA:CA,MATCH('Inspection Form'!B1408,Inventory!B:B,0))=\"Not Qualified\",INDEX(Inventory!L:L,MATCH('Inspection Form'!B1408,Inventory!B:B,0))<>\"\",$Q$5<>\"Pre\"),0,BY1408*BZ1408), 0)","v":0},null,{"$error":"#DIV/0!"},{"$error":"#DIV/0!"},1405]
[null,1405,null,null,null,null,null,null,null,null,null,null,null,null,null,null,null,null,null,null,null,null,null,null,null,null,null,null,null,null,null,null,null,null,null,null,null,null,null,null,null,null,null,null,null,null,null,null,null,null,null,null,null,null,null,null,null,null,null,null,null,null,null,null,null,null,null,null,null,null,null,null,null,{"$f":"INDEX('Fixture Descriptions'!A:K,MATCH('Inspection Form'!H1409,'Fixture Descriptions'!A:A,0),8)","v":{"$error":"#N/A"}},{"$error":"#N/A"},null,{"$error":"#N/A"},1,null,null,null,{"$f":"IFERROR(IF(AND(INDEX(Inventory!CA:CA,MATCH('Inspection Form'!B1409,Inventory!B:B,0))=\"Not Qualified\",INDEX(Inventory!L:L,MATCH('Inspection Form'!B1409,Inventory!B:B,0))<>\"\",$Q$5<>\"Pre\"),0,BY1409*BZ1409), 0)","v":0},null,{"$error":"#DIV/0!"},{"$error":"#DIV/0!"},1406]
[null,1406,null,null,null,null,null,null,null,null,null,null,null,null,null,null,null,null,null,null,null,null,null,null,null,null,null,null,null,null,null,null,null,null,null,null,null,null,null,null,null,null,null,null,null,null,null,null,null,null,null,null,null,null,null,null,null,null,null,null,null,null,null,null,null,null,null,null,null,null,null,null,null,{"$f":"INDEX('Fixture Descriptions'!A:K,MATCH('Inspection Form'!H1410,'Fixture Descriptions'!A:A,0),8)","v":{"$error":"#N/A"}},{"$error":"#N/A"},null,{"$error":"#N/A"},1,null,null,null,{"$f":"IFERROR(IF(AND(INDEX(Inventory!CA:CA,MATCH('Inspection Form'!B1410,Inventory!B:B,0))=\"Not Qualified\",INDEX(Inventory!L:L,MATCH('Inspection Form'!B1410,Inventory!B:B,0))<>\"\",$Q$5<>\"Pre\"),0,BY1410*BZ1410), 0)","v":0},null,{"$error":"#DIV/0!"},{"$error":"#DIV/0!"},1407]
[null,1407,null,null,null,null,null,null,null,null,null,null,null,null,null,null,null,null,null,null,null,null,null,null,null,null,null,null,null,null,null,null,null,null,null,null,null,null,null,null,null,null,null,null,null,null,null,null,null,null,null,null,null,null,null,null,null,null,null,null,null,null,null,null,null,null,null,null,null,null,null,null,null,{"$f":"INDEX('Fixture Descriptions'!A:K,MATCH('Inspection Form'!H1411,'Fixture Descriptions'!A:A,0),8)","v":{"$error":"#N/A"}},{"$error":"#N/A"},null,{"$error":"#N/A"},1,null,null,null,{"$f":"IFERROR(IF(AND(INDEX(Inventory!CA:CA,MATCH('Inspection Form'!B1411,Inventory!B:B,0))=\"Not Qualified\",INDEX(Inventory!L:L,MATCH('Inspection Form'!B1411,Inventory!B:B,0))<>\"\",$Q$5<>\"Pre\"),0,BY1411*BZ1411), 0)","v":0},null,{"$error":"#DIV/0!"},{"$error":"#DIV/0!"},1408]
[null,1408,null,null,null,null,null,null,null,null,null,null,null,null,null,null,null,null,null,null,null,null,null,null,null,null,null,null,null,null,null,null,null,null,null,null,null,null,null,null,null,null,null,null,null,null,null,null,null,null,null,null,null,null,null,null,null,null,null,null,null,null,null,null,null,null,null,null,null,null,null,null,null,{"$f":"INDEX('Fixture Descriptions'!A:K,MATCH('Inspection Form'!H1412,'Fixture Descriptions'!A:A,0),8)","v":{"$error":"#N/A"}},{"$error":"#N/A"},null,{"$error":"#N/A"},1,null,null,null,{"$f":"IFERROR(IF(AND(INDEX(Inventory!CA:CA,MATCH('Inspection Form'!B1412,Inventory!B:B,0))=\"Not Qualified\",INDEX(Inventory!L:L,MATCH('Inspection Form'!B1412,Inventory!B:B,0))<>\"\",$Q$5<>\"Pre\"),0,BY1412*BZ1412), 0)","v":0},null,{"$error":"#DIV/0!"},{"$error":"#DIV/0!"},1409]
[null,1409,null,null,null,null,null,null,null,null,null,null,null,null,null,null,null,null,null,null,null,null,null,null,null,null,null,null,null,null,null,null,null,null,null,null,null,null,null,null,null,null,null,null,null,null,null,null,null,null,null,null,null,null,null,null,null,null,null,null,null,null,null,null,null,null,null,null,null,null,null,null,null,{"$f":"INDEX('Fixture Descriptions'!A:K,MATCH('Inspection Form'!H1413,'Fixture Descriptions'!A:A,0),8)","v":{"$error":"#N/A"}},{"$error":"#N/A"},null,{"$error":"#N/A"},1,null,null,null,{"$f":"IFERROR(IF(AND(INDEX(Inventory!CA:CA,MATCH('Inspection Form'!B1413,Inventory!B:B,0))=\"Not Qualified\",INDEX(Inventory!L:L,MATCH('Inspection Form'!B1413,Inventory!B:B,0))<>\"\",$Q$5<>\"Pre\"),0,BY1413*BZ1413), 0)","v":0},null,{"$error":"#DIV/0!"},{"$error":"#DIV/0!"},1410]
[null,1410,null,null,null,null,null,null,null,null,null,null,null,null,null,null,null,null,null,null,null,null,null,null,null,null,null,null,null,null,null,null,null,null,null,null,null,null,null,null,null,null,null,null,null,null,null,null,null,null,null,null,null,null,null,null,null,null,null,null,null,null,null,null,null,null,null,null,null,null,null,null,null,{"$f":"INDEX('Fixture Descriptions'!A:K,MATCH('Inspection Form'!H1414,'Fixture Descriptions'!A:A,0),8)","v":{"$error":"#N/A"}},{"$error":"#N/A"},null,{"$error":"#N/A"},1,null,null,null,{"$f":"IFERROR(IF(AND(INDEX(Inventory!CA:CA,MATCH('Inspection Form'!B1414,Inventory!B:B,0))=\"Not Qualified\",INDEX(Inventory!L:L,MATCH('Inspection Form'!B1414,Inventory!B:B,0))<>\"\",$Q$5<>\"Pre\"),0,BY1414*BZ1414), 0)","v":0},null,{"$error":"#DIV/0!"},{"$error":"#DIV/0!"},1411]
[null,1411,null,null,null,null,null,null,null,null,null,null,null,null,null,null,null,null,null,null,null,null,null,null,null,null,null,null,null,null,null,null,null,null,null,null,null,null,null,null,null,null,null,null,null,null,null,null,null,null,null,null,null,null,null,null,null,null,null,null,null,null,null,null,null,null,null,null,null,null,null,null,null,{"$f":"INDEX('Fixture Descriptions'!A:K,MATCH('Inspection Form'!H1415,'Fixture Descriptions'!A:A,0),8)","v":{"$error":"#N/A"}},{"$error":"#N/A"},null,{"$error":"#N/A"},1,null,null,null,{"$f":"IFERROR(IF(AND(INDEX(Inventory!CA:CA,MATCH('Inspection Form'!B1415,Inventory!B:B,0))=\"Not Qualified\",INDEX(Inventory!L:L,MATCH('Inspection Form'!B1415,Inventory!B:B,0))<>\"\",$Q$5<>\"Pre\"),0,BY1415*BZ1415), 0)","v":0},null,{"$error":"#DIV/0!"},{"$error":"#DIV/0!"},1412]
[null,1412,null,null,null,null,null,null,null,null,null,null,null,null,null,null,null,null,null,null,null,null,null,null,null,null,null,null,null,null,null,null,null,null,null,null,null,null,null,null,null,null,null,null,null,null,null,null,null,null,null,null,null,null,null,null,null,null,null,null,null,null,null,null,null,null,null,null,null,null,null,null,null,{"$f":"INDEX('Fixture Descriptions'!A:K,MATCH('Inspection Form'!H1416,'Fixture Descriptions'!A:A,0),8)","v":{"$error":"#N/A"}},{"$error":"#N/A"},null,{"$error":"#N/A"},1,null,null,null,{"$f":"IFERROR(IF(AND(INDEX(Inventory!CA:CA,MATCH('Inspection Form'!B1416,Inventory!B:B,0))=\"Not Qualified\",INDEX(Inventory!L:L,MATCH('Inspection Form'!B1416,Inventory!B:B,0))<>\"\",$Q$5<>\"Pre\"),0,BY1416*BZ1416), 0)","v":0},null,{"$error":"#DIV/0!"},{"$error":"#DIV/0!"},1413]
[null,1413,null,null,null,null,null,null,null,null,null,null,null,null,null,null,null,null,null,null,null,null,null,null,null,null,null,null,null,null,null,null,null,null,null,null,null,null,null,null,null,null,null,null,null,null,null,null,null,null,null,null,null,null,null,null,null,null,null,null,null,null,null,null,null,null,null,null,null,null,null,null,null,{"$f":"INDEX('Fixture Descriptions'!A:K,MATCH('Inspection Form'!H1417,'Fixture Descriptions'!A:A,0),8)","v":{"$error":"#N/A"}},{"$error":"#N/A"},null,{"$error":"#N/A"},1,null,null,null,{"$f":"IFERROR(IF(AND(INDEX(Inventory!CA:CA,MATCH('Inspection Form'!B1417,Inventory!B:B,0))=\"Not Qualified\",INDEX(Inventory!L:L,MATCH('Inspection Form'!B1417,Inventory!B:B,0))<>\"\",$Q$5<>\"Pre\"),0,BY1417*BZ1417), 0)","v":0},null,{"$error":"#DIV/0!"},{"$error":"#DIV/0!"},1414]
[null,1414,null,null,null,null,null,null,null,null,null,null,null,null,null,null,null,null,null,null,null,null,null,null,null,null,null,null,null,null,null,null,null,null,null,null,null,null,null,null,null,null,null,null,null,null,null,null,null,null,null,null,null,null,null,null,null,null,null,null,null,null,null,null,null,null,null,null,null,null,null,null,null,{"$f":"INDEX('Fixture Descriptions'!A:K,MATCH('Inspection Form'!H1418,'Fixture Descriptions'!A:A,0),8)","v":{"$error":"#N/A"}},{"$error":"#N/A"},null,{"$error":"#N/A"},1,null,null,null,{"$f":"IFERROR(IF(AND(INDEX(Inventory!CA:CA,MATCH('Inspection Form'!B1418,Inventory!B:B,0))=\"Not Qualified\",INDEX(Inventory!L:L,MATCH('Inspection Form'!B1418,Inventory!B:B,0))<>\"\",$Q$5<>\"Pre\"),0,BY1418*BZ1418), 0)","v":0},null,{"$error":"#DIV/0!"},{"$error":"#DIV/0!"},1415]
[null,1415,null,null,null,null,null,null,null,null,null,null,null,null,null,null,null,null,null,null,null,null,null,null,null,null,null,null,null,null,null,null,null,null,null,null,null,null,null,null,null,null,null,null,null,null,null,null,null,null,null,null,null,null,null,null,null,null,null,null,null,null,null,null,null,null,null,null,null,null,null,null,null,{"$f":"INDEX('Fixture Descriptions'!A:K,MATCH('Inspection Form'!H1419,'Fixture Descriptions'!A:A,0),8)","v":{"$error":"#N/A"}},{"$error":"#N/A"},null,{"$error":"#N/A"},1,null,null,null,{"$f":"IFERROR(IF(AND(INDEX(Inventory!CA:CA,MATCH('Inspection Form'!B1419,Inventory!B:B,0))=\"Not Qualified\",INDEX(Inventory!L:L,MATCH('Inspection Form'!B1419,Inventory!B:B,0))<>\"\",$Q$5<>\"Pre\"),0,BY1419*BZ1419), 0)","v":0},null,{"$error":"#DIV/0!"},{"$error":"#DIV/0!"},1416]
[null,1416,null,null,null,null,null,null,null,null,null,null,null,null,null,null,null,null,null,null,null,null,null,null,null,null,null,null,null,null,null,null,null,null,null,null,null,null,null,null,null,null,null,null,null,null,null,null,null,null,null,null,null,null,null,null,null,null,null,null,null,null,null,null,null,null,null,null,null,null,null,null,null,{"$f":"INDEX('Fixture Descriptions'!A:K,MATCH('Inspection Form'!H1420,'Fixture Descriptions'!A:A,0),8)","v":{"$error":"#N/A"}},{"$error":"#N/A"},null,{"$error":"#N/A"},1,null,null,null,{"$f":"IFERROR(IF(AND(INDEX(Inventory!CA:CA,MATCH('Inspection Form'!B1420,Inventory!B:B,0))=\"Not Qualified\",INDEX(Inventory!L:L,MATCH('Inspection Form'!B1420,Inventory!B:B,0))<>\"\",$Q$5<>\"Pre\"),0,BY1420*BZ1420), 0)","v":0},null,{"$error":"#DIV/0!"},{"$error":"#DIV/0!"},1417]
[null,1417,null,null,null,null,null,null,null,null,null,null,null,null,null,null,null,null,null,null,null,null,null,null,null,null,null,null,null,null,null,null,null,null,null,null,null,null,null,null,null,null,null,null,null,null,null,null,null,null,null,null,null,null,null,null,null,null,null,null,null,null,null,null,null,null,null,null,null,null,null,null,null,{"$f":"INDEX('Fixture Descriptions'!A:K,MATCH('Inspection Form'!H1421,'Fixture Descriptions'!A:A,0),8)","v":{"$error":"#N/A"}},{"$error":"#N/A"},null,{"$error":"#N/A"},1,null,null,null,{"$f":"IFERROR(IF(AND(INDEX(Inventory!CA:CA,MATCH('Inspection Form'!B1421,Inventory!B:B,0))=\"Not Qualified\",INDEX(Inventory!L:L,MATCH('Inspection Form'!B1421,Inventory!B:B,0))<>\"\",$Q$5<>\"Pre\"),0,BY1421*BZ1421), 0)","v":0},null,{"$error":"#DIV/0!"},{"$error":"#DIV/0!"},1418]
[null,1418,null,null,null,null,null,null,null,null,null,null,null,null,null,null,null,null,null,null,null,null,null,null,null,null,null,null,null,null,null,null,null,null,null,null,null,null,null,null,null,null,null,null,null,null,null,null,null,null,null,null,null,null,null,null,null,null,null,null,null,null,null,null,null,null,null,null,null,null,null,null,null,{"$f":"INDEX('Fixture Descriptions'!A:K,MATCH('Inspection Form'!H1422,'Fixture Descriptions'!A:A,0),8)","v":{"$error":"#N/A"}},{"$error":"#N/A"},null,{"$error":"#N/A"},1,null,null,null,{"$f":"IFERROR(IF(AND(INDEX(Inventory!CA:CA,MATCH('Inspection Form'!B1422,Inventory!B:B,0))=\"Not Qualified\",INDEX(Inventory!L:L,MATCH('Inspection Form'!B1422,Inventory!B:B,0))<>\"\",$Q$5<>\"Pre\"),0,BY1422*BZ1422), 0)","v":0},null,{"$error":"#DIV/0!"},{"$error":"#DIV/0!"},1419]
[null,1419,null,null,null,null,null,null,null,null,null,null,null,null,null,null,null,null,null,null,null,null,null,null,null,null,null,null,null,null,null,null,null,null,null,null,null,null,null,null,null,null,null,null,null,null,null,null,null,null,null,null,null,null,null,null,null,null,null,null,null,null,null,null,null,null,null,null,null,null,null,null,null,{"$f":"INDEX('Fixture Descriptions'!A:K,MATCH('Inspection Form'!H1423,'Fixture Descriptions'!A:A,0),8)","v":{"$error":"#N/A"}},{"$error":"#N/A"},null,{"$error":"#N/A"},1,null,null,null,{"$f":"IFERROR(IF(AND(INDEX(Inventory!CA:CA,MATCH('Inspection Form'!B1423,Inventory!B:B,0))=\"Not Qualified\",INDEX(Inventory!L:L,MATCH('Inspection Form'!B1423,Inventory!B:B,0))<>\"\",$Q$5<>\"Pre\"),0,BY1423*BZ1423), 0)","v":0},null,{"$error":"#DIV/0!"},{"$error":"#DIV/0!"},1420]
[null,1420,null,null,null,null,null,null,null,null,null,null,null,null,null,null,null,null,null,null,null,null,null,null,null,null,null,null,null,null,null,null,null,null,null,null,null,null,null,null,null,null,null,null,null,null,null,null,null,null,null,null,null,null,null,null,null,null,null,null,null,null,null,null,null,null,null,null,null,null,null,null,null,{"$f":"INDEX('Fixture Descriptions'!A:K,MATCH('Inspection Form'!H1424,'Fixture Descriptions'!A:A,0),8)","v":{"$error":"#N/A"}},{"$error":"#N/A"},null,{"$error":"#N/A"},1,null,null,null,{"$f":"IFERROR(IF(AND(INDEX(Inventory!CA:CA,MATCH('Inspection Form'!B1424,Inventory!B:B,0))=\"Not Qualified\",INDEX(Inventory!L:L,MATCH('Inspection Form'!B1424,Inventory!B:B,0))<>\"\",$Q$5<>\"Pre\"),0,BY1424*BZ1424), 0)","v":0},null,{"$error":"#DIV/0!"},{"$error":"#DIV/0!"},1421]
[null,1421,null,null,null,null,null,null,null,null,null,null,null,null,null,null,null,null,null,null,null,null,null,null,null,null,null,null,null,null,null,null,null,null,null,null,null,null,null,null,null,null,null,null,null,null,null,null,null,null,null,null,null,null,null,null,null,null,null,null,null,null,null,null,null,null,null,null,null,null,null,null,null,{"$f":"INDEX('Fixture Descriptions'!A:K,MATCH('Inspection Form'!H1425,'Fixture Descriptions'!A:A,0),8)","v":{"$error":"#N/A"}},{"$error":"#N/A"},null,{"$error":"#N/A"},1,null,null,null,{"$f":"IFERROR(IF(AND(INDEX(Inventory!CA:CA,MATCH('Inspection Form'!B1425,Inventory!B:B,0))=\"Not Qualified\",INDEX(Inventory!L:L,MATCH('Inspection Form'!B1425,Inventory!B:B,0))<>\"\",$Q$5<>\"Pre\"),0,BY1425*BZ1425), 0)","v":0},null,{"$error":"#DIV/0!"},{"$error":"#DIV/0!"},1422]
[null,1422,null,null,null,null,null,null,null,null,null,null,null,null,null,null,null,null,null,null,null,null,null,null,null,null,null,null,null,null,null,null,null,null,null,null,null,null,null,null,null,null,null,null,null,null,null,null,null,null,null,null,null,null,null,null,null,null,null,null,null,null,null,null,null,null,null,null,null,null,null,null,null,{"$f":"INDEX('Fixture Descriptions'!A:K,MATCH('Inspection Form'!H1426,'Fixture Descriptions'!A:A,0),8)","v":{"$error":"#N/A"}},{"$error":"#N/A"},null,{"$error":"#N/A"},1,null,null,null,{"$f":"IFERROR(IF(AND(INDEX(Inventory!CA:CA,MATCH('Inspection Form'!B1426,Inventory!B:B,0))=\"Not Qualified\",INDEX(Inventory!L:L,MATCH('Inspection Form'!B1426,Inventory!B:B,0))<>\"\",$Q$5<>\"Pre\"),0,BY1426*BZ1426), 0)","v":0},null,{"$error":"#DIV/0!"},{"$error":"#DIV/0!"},1423]
[null,1423,null,null,null,null,null,null,null,null,null,null,null,null,null,null,null,null,null,null,null,null,null,null,null,null,null,null,null,null,null,null,null,null,null,null,null,null,null,null,null,null,null,null,null,null,null,null,null,null,null,null,null,null,null,null,null,null,null,null,null,null,null,null,null,null,null,null,null,null,null,null,null,{"$f":"INDEX('Fixture Descriptions'!A:K,MATCH('Inspection Form'!H1427,'Fixture Descriptions'!A:A,0),8)","v":{"$error":"#N/A"}},{"$error":"#N/A"},null,{"$error":"#N/A"},1,null,null,null,{"$f":"IFERROR(IF(AND(INDEX(Inventory!CA:CA,MATCH('Inspection Form'!B1427,Inventory!B:B,0))=\"Not Qualified\",INDEX(Inventory!L:L,MATCH('Inspection Form'!B1427,Inventory!B:B,0))<>\"\",$Q$5<>\"Pre\"),0,BY1427*BZ1427), 0)","v":0},null,{"$error":"#DIV/0!"},{"$error":"#DIV/0!"},1424]
[null,1424,null,null,null,null,null,null,null,null,null,null,null,null,null,null,null,null,null,null,null,null,null,null,null,null,null,null,null,null,null,null,null,null,null,null,null,null,null,null,null,null,null,null,null,null,null,null,null,null,null,null,null,null,null,null,null,null,null,null,null,null,null,null,null,null,null,null,null,null,null,null,null,{"$f":"INDEX('Fixture Descriptions'!A:K,MATCH('Inspection Form'!H1428,'Fixture Descriptions'!A:A,0),8)","v":{"$error":"#N/A"}},{"$error":"#N/A"},null,{"$error":"#N/A"},1,null,null,null,{"$f":"IFERROR(IF(AND(INDEX(Inventory!CA:CA,MATCH('Inspection Form'!B1428,Inventory!B:B,0))=\"Not Qualified\",INDEX(Inventory!L:L,MATCH('Inspection Form'!B1428,Inventory!B:B,0))<>\"\",$Q$5<>\"Pre\"),0,BY1428*BZ1428), 0)","v":0},null,{"$error":"#DIV/0!"},{"$error":"#DIV/0!"},1425]
[null,1425,null,null,null,null,null,null,null,null,null,null,null,null,null,null,null,null,null,null,null,null,null,null,null,null,null,null,null,null,null,null,null,null,null,null,null,null,null,null,null,null,null,null,null,null,null,null,null,null,null,null,null,null,null,null,null,null,null,null,null,null,null,null,null,null,null,null,null,null,null,null,null,{"$f":"INDEX('Fixture Descriptions'!A:K,MATCH('Inspection Form'!H1429,'Fixture Descriptions'!A:A,0),8)","v":{"$error":"#N/A"}},{"$error":"#N/A"},null,{"$error":"#N/A"},1,null,null,null,{"$f":"IFERROR(IF(AND(INDEX(Inventory!CA:CA,MATCH('Inspection Form'!B1429,Inventory!B:B,0))=\"Not Qualified\",INDEX(Inventory!L:L,MATCH('Inspection Form'!B1429,Inventory!B:B,0))<>\"\",$Q$5<>\"Pre\"),0,BY1429*BZ1429), 0)","v":0},null,{"$error":"#DIV/0!"},{"$error":"#DIV/0!"},1426]
[null,1426,null,null,null,null,null,null,null,null,null,null,null,null,null,null,null,null,null,null,null,null,null,null,null,null,null,null,null,null,null,null,null,null,null,null,null,null,null,null,null,null,null,null,null,null,null,null,null,null,null,null,null,null,null,null,null,null,null,null,null,null,null,null,null,null,null,null,null,null,null,null,null,{"$f":"INDEX('Fixture Descriptions'!A:K,MATCH('Inspection Form'!H1430,'Fixture Descriptions'!A:A,0),8)","v":{"$error":"#N/A"}},{"$error":"#N/A"},null,{"$error":"#N/A"},1,null,null,null,{"$f":"IFERROR(IF(AND(INDEX(Inventory!CA:CA,MATCH('Inspection Form'!B1430,Inventory!B:B,0))=\"Not Qualified\",INDEX(Inventory!L:L,MATCH('Inspection Form'!B1430,Inventory!B:B,0))<>\"\",$Q$5<>\"Pre\"),0,BY1430*BZ1430), 0)","v":0},null,{"$error":"#DIV/0!"},{"$error":"#DIV/0!"},1427]
[null,1427,null,null,null,null,null,null,null,null,null,null,null,null,null,null,null,null,null,null,null,null,null,null,null,null,null,null,null,null,null,null,null,null,null,null,null,null,null,null,null,null,null,null,null,null,null,null,null,null,null,null,null,null,null,null,null,null,null,null,null,null,null,null,null,null,null,null,null,null,null,null,null,{"$f":"INDEX('Fixture Descriptions'!A:K,MATCH('Inspection Form'!H1431,'Fixture Descriptions'!A:A,0),8)","v":{"$error":"#N/A"}},{"$error":"#N/A"},null,{"$error":"#N/A"},1,null,null,null,{"$f":"IFERROR(IF(AND(INDEX(Inventory!CA:CA,MATCH('Inspection Form'!B1431,Inventory!B:B,0))=\"Not Qualified\",INDEX(Inventory!L:L,MATCH('Inspection Form'!B1431,Inventory!B:B,0))<>\"\",$Q$5<>\"Pre\"),0,BY1431*BZ1431), 0)","v":0},null,{"$error":"#DIV/0!"},{"$error":"#DIV/0!"},1428]
[null,1428,null,null,null,null,null,null,null,null,null,null,null,null,null,null,null,null,null,null,null,null,null,null,null,null,null,null,null,null,null,null,null,null,null,null,null,null,null,null,null,null,null,null,null,null,null,null,null,null,null,null,null,null,null,null,null,null,null,null,null,null,null,null,null,null,null,null,null,null,null,null,null,{"$f":"INDEX('Fixture Descriptions'!A:K,MATCH('Inspection Form'!H1432,'Fixture Descriptions'!A:A,0),8)","v":{"$error":"#N/A"}},{"$error":"#N/A"},null,{"$error":"#N/A"},1,null,null,null,{"$f":"IFERROR(IF(AND(INDEX(Inventory!CA:CA,MATCH('Inspection Form'!B1432,Inventory!B:B,0))=\"Not Qualified\",INDEX(Inventory!L:L,MATCH('Inspection Form'!B1432,Inventory!B:B,0))<>\"\",$Q$5<>\"Pre\"),0,BY1432*BZ1432), 0)","v":0},null,{"$error":"#DIV/0!"},{"$error":"#DIV/0!"},1429]
[null,1429,null,null,null,null,null,null,null,null,null,null,null,null,null,null,null,null,null,null,null,null,null,null,null,null,null,null,null,null,null,null,null,null,null,null,null,null,null,null,null,null,null,null,null,null,null,null,null,null,null,null,null,null,null,null,null,null,null,null,null,null,null,null,null,null,null,null,null,null,null,null,null,{"$f":"INDEX('Fixture Descriptions'!A:K,MATCH('Inspection Form'!H1433,'Fixture Descriptions'!A:A,0),8)","v":{"$error":"#N/A"}},{"$error":"#N/A"},null,{"$error":"#N/A"},1,null,null,null,{"$f":"IFERROR(IF(AND(INDEX(Inventory!CA:CA,MATCH('Inspection Form'!B1433,Inventory!B:B,0))=\"Not Qualified\",INDEX(Inventory!L:L,MATCH('Inspection Form'!B1433,Inventory!B:B,0))<>\"\",$Q$5<>\"Pre\"),0,BY1433*BZ1433), 0)","v":0},null,{"$error":"#DIV/0!"},{"$error":"#DIV/0!"},1430]
[null,1430,null,null,null,null,null,null,null,null,null,null,null,null,null,null,null,null,null,null,null,null,null,null,null,null,null,null,null,null,null,null,null,null,null,null,null,null,null,null,null,null,null,null,null,null,null,null,null,null,null,null,null,null,null,null,null,null,null,null,null,null,null,null,null,null,null,null,null,null,null,null,null,{"$f":"INDEX('Fixture Descriptions'!A:K,MATCH('Inspection Form'!H1434,'Fixture Descriptions'!A:A,0),8)","v":{"$error":"#N/A"}},{"$error":"#N/A"},null,{"$error":"#N/A"},1,null,null,null,{"$f":"IFERROR(IF(AND(INDEX(Inventory!CA:CA,MATCH('Inspection Form'!B1434,Inventory!B:B,0))=\"Not Qualified\",INDEX(Inventory!L:L,MATCH('Inspection Form'!B1434,Inventory!B:B,0))<>\"\",$Q$5<>\"Pre\"),0,BY1434*BZ1434), 0)","v":0},null,{"$error":"#DIV/0!"},{"$error":"#DIV/0!"},1431]
[null,1431,null,null,null,null,null,null,null,null,null,null,null,null,null,null,null,null,null,null,null,null,null,null,null,null,null,null,null,null,null,null,null,null,null,null,null,null,null,null,null,null,null,null,null,null,null,null,null,null,null,null,null,null,null,null,null,null,null,null,null,null,null,null,null,null,null,null,null,null,null,null,null,{"$f":"INDEX('Fixture Descriptions'!A:K,MATCH('Inspection Form'!H1435,'Fixture Descriptions'!A:A,0),8)","v":{"$error":"#N/A"}},{"$error":"#N/A"},null,{"$error":"#N/A"},1,null,null,null,{"$f":"IFERROR(IF(AND(INDEX(Inventory!CA:CA,MATCH('Inspection Form'!B1435,Inventory!B:B,0))=\"Not Qualified\",INDEX(Inventory!L:L,MATCH('Inspection Form'!B1435,Inventory!B:B,0))<>\"\",$Q$5<>\"Pre\"),0,BY1435*BZ1435), 0)","v":0},null,{"$error":"#DIV/0!"},{"$error":"#DIV/0!"},1432]
[null,1432,null,null,null,null,null,null,null,null,null,null,null,null,null,null,null,null,null,null,null,null,null,null,null,null,null,null,null,null,null,null,null,null,null,null,null,null,null,null,null,null,null,null,null,null,null,null,null,null,null,null,null,null,null,null,null,null,null,null,null,null,null,null,null,null,null,null,null,null,null,null,null,{"$f":"INDEX('Fixture Descriptions'!A:K,MATCH('Inspection Form'!H1436,'Fixture Descriptions'!A:A,0),8)","v":{"$error":"#N/A"}},{"$error":"#N/A"},null,{"$error":"#N/A"},1,null,null,null,{"$f":"IFERROR(IF(AND(INDEX(Inventory!CA:CA,MATCH('Inspection Form'!B1436,Inventory!B:B,0))=\"Not Qualified\",INDEX(Inventory!L:L,MATCH('Inspection Form'!B1436,Inventory!B:B,0))<>\"\",$Q$5<>\"Pre\"),0,BY1436*BZ1436), 0)","v":0},null,{"$error":"#DIV/0!"},{"$error":"#DIV/0!"},1433]
[null,1433,null,null,null,null,null,null,null,null,null,null,null,null,null,null,null,null,null,null,null,null,null,null,null,null,null,null,null,null,null,null,null,null,null,null,null,null,null,null,null,null,null,null,null,null,null,null,null,null,null,null,null,null,null,null,null,null,null,null,null,null,null,null,null,null,null,null,null,null,null,null,null,{"$f":"INDEX('Fixture Descriptions'!A:K,MATCH('Inspection Form'!H1437,'Fixture Descriptions'!A:A,0),8)","v":{"$error":"#N/A"}},{"$error":"#N/A"},null,{"$error":"#N/A"},1,null,null,null,{"$f":"IFERROR(IF(AND(INDEX(Inventory!CA:CA,MATCH('Inspection Form'!B1437,Inventory!B:B,0))=\"Not Qualified\",INDEX(Inventory!L:L,MATCH('Inspection Form'!B1437,Inventory!B:B,0))<>\"\",$Q$5<>\"Pre\"),0,BY1437*BZ1437), 0)","v":0},null,{"$error":"#DIV/0!"},{"$error":"#DIV/0!"},1434]
[null,1434,null,null,null,null,null,null,null,null,null,null,null,null,null,null,null,null,null,null,null,null,null,null,null,null,null,null,null,null,null,null,null,null,null,null,null,null,null,null,null,null,null,null,null,null,null,null,null,null,null,null,null,null,null,null,null,null,null,null,null,null,null,null,null,null,null,null,null,null,null,null,null,{"$f":"INDEX('Fixture Descriptions'!A:K,MATCH('Inspection Form'!H1438,'Fixture Descriptions'!A:A,0),8)","v":{"$error":"#N/A"}},{"$error":"#N/A"},null,{"$error":"#N/A"},1,null,null,null,{"$f":"IFERROR(IF(AND(INDEX(Inventory!CA:CA,MATCH('Inspection Form'!B1438,Inventory!B:B,0))=\"Not Qualified\",INDEX(Inventory!L:L,MATCH('Inspection Form'!B1438,Inventory!B:B,0))<>\"\",$Q$5<>\"Pre\"),0,BY1438*BZ1438), 0)","v":0},null,{"$error":"#DIV/0!"},{"$error":"#DIV/0!"},1435]
[null,1435,null,null,null,null,null,null,null,null,null,null,null,null,null,null,null,null,null,null,null,null,null,null,null,null,null,null,null,null,null,null,null,null,null,null,null,null,null,null,null,null,null,null,null,null,null,null,null,null,null,null,null,null,null,null,null,null,null,null,null,null,null,null,null,null,null,null,null,null,null,null,null,{"$f":"INDEX('Fixture Descriptions'!A:K,MATCH('Inspection Form'!H1439,'Fixture Descriptions'!A:A,0),8)","v":{"$error":"#N/A"}},{"$error":"#N/A"},null,{"$error":"#N/A"},1,null,null,null,{"$f":"IFERROR(IF(AND(INDEX(Inventory!CA:CA,MATCH('Inspection Form'!B1439,Inventory!B:B,0))=\"Not Qualified\",INDEX(Inventory!L:L,MATCH('Inspection Form'!B1439,Inventory!B:B,0))<>\"\",$Q$5<>\"Pre\"),0,BY1439*BZ1439), 0)","v":0},null,{"$error":"#DIV/0!"},{"$error":"#DIV/0!"},1436]
[null,1436,null,null,null,null,null,null,null,null,null,null,null,null,null,null,null,null,null,null,null,null,null,null,null,null,null,null,null,null,null,null,null,null,null,null,null,null,null,null,null,null,null,null,null,null,null,null,null,null,null,null,null,null,null,null,null,null,null,null,null,null,null,null,null,null,null,null,null,null,null,null,null,{"$f":"INDEX('Fixture Descriptions'!A:K,MATCH('Inspection Form'!H1440,'Fixture Descriptions'!A:A,0),8)","v":{"$error":"#N/A"}},{"$error":"#N/A"},null,{"$error":"#N/A"},1,null,null,null,{"$f":"IFERROR(IF(AND(INDEX(Inventory!CA:CA,MATCH('Inspection Form'!B1440,Inventory!B:B,0))=\"Not Qualified\",INDEX(Inventory!L:L,MATCH('Inspection Form'!B1440,Inventory!B:B,0))<>\"\",$Q$5<>\"Pre\"),0,BY1440*BZ1440), 0)","v":0},null,{"$error":"#DIV/0!"},{"$error":"#DIV/0!"},1437]
[null,1437,null,null,null,null,null,null,null,null,null,null,null,null,null,null,null,null,null,null,null,null,null,null,null,null,null,null,null,null,null,null,null,null,null,null,null,null,null,null,null,null,null,null,null,null,null,null,null,null,null,null,null,null,null,null,null,null,null,null,null,null,null,null,null,null,null,null,null,null,null,null,null,{"$f":"INDEX('Fixture Descriptions'!A:K,MATCH('Inspection Form'!H1441,'Fixture Descriptions'!A:A,0),8)","v":{"$error":"#N/A"}},{"$error":"#N/A"},null,{"$error":"#N/A"},1,null,null,null,{"$f":"IFERROR(IF(AND(INDEX(Inventory!CA:CA,MATCH('Inspection Form'!B1441,Inventory!B:B,0))=\"Not Qualified\",INDEX(Inventory!L:L,MATCH('Inspection Form'!B1441,Inventory!B:B,0))<>\"\",$Q$5<>\"Pre\"),0,BY1441*BZ1441), 0)","v":0},null,{"$error":"#DIV/0!"},{"$error":"#DIV/0!"},1438]
[null,1438,null,null,null,null,null,null,null,null,null,null,null,null,null,null,null,null,null,null,null,null,null,null,null,null,null,null,null,null,null,null,null,null,null,null,null,null,null,null,null,null,null,null,null,null,null,null,null,null,null,null,null,null,null,null,null,null,null,null,null,null,null,null,null,null,null,null,null,null,null,null,null,{"$f":"INDEX('Fixture Descriptions'!A:K,MATCH('Inspection Form'!H1442,'Fixture Descriptions'!A:A,0),8)","v":{"$error":"#N/A"}},{"$error":"#N/A"},null,{"$error":"#N/A"},1,null,null,null,{"$f":"IFERROR(IF(AND(INDEX(Inventory!CA:CA,MATCH('Inspection Form'!B1442,Inventory!B:B,0))=\"Not Qualified\",INDEX(Inventory!L:L,MATCH('Inspection Form'!B1442,Inventory!B:B,0))<>\"\",$Q$5<>\"Pre\"),0,BY1442*BZ1442), 0)","v":0},null,{"$error":"#DIV/0!"},{"$error":"#DIV/0!"},1439]
[null,1439,null,null,null,null,null,null,null,null,null,null,null,null,null,null,null,null,null,null,null,null,null,null,null,null,null,null,null,null,null,null,null,null,null,null,null,null,null,null,null,null,null,null,null,null,null,null,null,null,null,null,null,null,null,null,null,null,null,null,null,null,null,null,null,null,null,null,null,null,null,null,null,{"$f":"INDEX('Fixture Descriptions'!A:K,MATCH('Inspection Form'!H1443,'Fixture Descriptions'!A:A,0),8)","v":{"$error":"#N/A"}},{"$error":"#N/A"},null,{"$error":"#N/A"},1,null,null,null,{"$f":"IFERROR(IF(AND(INDEX(Inventory!CA:CA,MATCH('Inspection Form'!B1443,Inventory!B:B,0))=\"Not Qualified\",INDEX(Inventory!L:L,MATCH('Inspection Form'!B1443,Inventory!B:B,0))<>\"\",$Q$5<>\"Pre\"),0,BY1443*BZ1443), 0)","v":0},null,{"$error":"#DIV/0!"},{"$error":"#DIV/0!"},1440]
[null,1440,null,null,null,null,null,null,null,null,null,null,null,null,null,null,null,null,null,null,null,null,null,null,null,null,null,null,null,null,null,null,null,null,null,null,null,null,null,null,null,null,null,null,null,null,null,null,null,null,null,null,null,null,null,null,null,null,null,null,null,null,null,null,null,null,null,null,null,null,null,null,null,{"$f":"INDEX('Fixture Descriptions'!A:K,MATCH('Inspection Form'!H1444,'Fixture Descriptions'!A:A,0),8)","v":{"$error":"#N/A"}},{"$error":"#N/A"},null,{"$error":"#N/A"},1,null,null,null,{"$f":"IFERROR(IF(AND(INDEX(Inventory!CA:CA,MATCH('Inspection Form'!B1444,Inventory!B:B,0))=\"Not Qualified\",INDEX(Inventory!L:L,MATCH('Inspection Form'!B1444,Inventory!B:B,0))<>\"\",$Q$5<>\"Pre\"),0,BY1444*BZ1444), 0)","v":0},null,{"$error":"#DIV/0!"},{"$error":"#DIV/0!"},1441]
[null,1441,null,null,null,null,null,null,null,null,null,null,null,null,null,null,null,null,null,null,null,null,null,null,null,null,null,null,null,null,null,null,null,null,null,null,null,null,null,null,null,null,null,null,null,null,null,null,null,null,null,null,null,null,null,null,null,null,null,null,null,null,null,null,null,null,null,null,null,null,null,null,null,{"$f":"INDEX('Fixture Descriptions'!A:K,MATCH('Inspection Form'!H1445,'Fixture Descriptions'!A:A,0),8)","v":{"$error":"#N/A"}},{"$error":"#N/A"},null,{"$error":"#N/A"},1,null,null,null,{"$f":"IFERROR(IF(AND(INDEX(Inventory!CA:CA,MATCH('Inspection Form'!B1445,Inventory!B:B,0))=\"Not Qualified\",INDEX(Inventory!L:L,MATCH('Inspection Form'!B1445,Inventory!B:B,0))<>\"\",$Q$5<>\"Pre\"),0,BY1445*BZ1445), 0)","v":0},null,{"$error":"#DIV/0!"},{"$error":"#DIV/0!"},1442]
[null,1442,null,null,null,null,null,null,null,null,null,null,null,null,null,null,null,null,null,null,null,null,null,null,null,null,null,null,null,null,null,null,null,null,null,null,null,null,null,null,null,null,null,null,null,null,null,null,null,null,null,null,null,null,null,null,null,null,null,null,null,null,null,null,null,null,null,null,null,null,null,null,null,{"$f":"INDEX('Fixture Descriptions'!A:K,MATCH('Inspection Form'!H1446,'Fixture Descriptions'!A:A,0),8)","v":{"$error":"#N/A"}},{"$error":"#N/A"},null,{"$error":"#N/A"},1,null,null,null,{"$f":"IFERROR(IF(AND(INDEX(Inventory!CA:CA,MATCH('Inspection Form'!B1446,Inventory!B:B,0))=\"Not Qualified\",INDEX(Inventory!L:L,MATCH('Inspection Form'!B1446,Inventory!B:B,0))<>\"\",$Q$5<>\"Pre\"),0,BY1446*BZ1446), 0)","v":0},null,{"$error":"#DIV/0!"},{"$error":"#DIV/0!"},1443]
[null,1443,null,null,null,null,null,null,null,null,null,null,null,null,null,null,null,null,null,null,null,null,null,null,null,null,null,null,null,null,null,null,null,null,null,null,null,null,null,null,null,null,null,null,null,null,null,null,null,null,null,null,null,null,null,null,null,null,null,null,null,null,null,null,null,null,null,null,null,null,null,null,null,{"$f":"INDEX('Fixture Descriptions'!A:K,MATCH('Inspection Form'!H1447,'Fixture Descriptions'!A:A,0),8)","v":{"$error":"#N/A"}},{"$error":"#N/A"},null,{"$error":"#N/A"},1,null,null,null,{"$f":"IFERROR(IF(AND(INDEX(Inventory!CA:CA,MATCH('Inspection Form'!B1447,Inventory!B:B,0))=\"Not Qualified\",INDEX(Inventory!L:L,MATCH('Inspection Form'!B1447,Inventory!B:B,0))<>\"\",$Q$5<>\"Pre\"),0,BY1447*BZ1447), 0)","v":0},null,{"$error":"#DIV/0!"},{"$error":"#DIV/0!"},1444]
[null,1444,null,null,null,null,null,null,null,null,null,null,null,null,null,null,null,null,null,null,null,null,null,null,null,null,null,null,null,null,null,null,null,null,null,null,null,null,null,null,null,null,null,null,null,null,null,null,null,null,null,null,null,null,null,null,null,null,null,null,null,null,null,null,null,null,null,null,null,null,null,null,null,{"$f":"INDEX('Fixture Descriptions'!A:K,MATCH('Inspection Form'!H1448,'Fixture Descriptions'!A:A,0),8)","v":{"$error":"#N/A"}},{"$error":"#N/A"},null,{"$error":"#N/A"},1,null,null,null,{"$f":"IFERROR(IF(AND(INDEX(Inventory!CA:CA,MATCH('Inspection Form'!B1448,Inventory!B:B,0))=\"Not Qualified\",INDEX(Inventory!L:L,MATCH('Inspection Form'!B1448,Inventory!B:B,0))<>\"\",$Q$5<>\"Pre\"),0,BY1448*BZ1448), 0)","v":0},null,{"$error":"#DIV/0!"},{"$error":"#DIV/0!"},1445]
[null,1445,null,null,null,null,null,null,null,null,null,null,null,null,null,null,null,null,null,null,null,null,null,null,null,null,null,null,null,null,null,null,null,null,null,null,null,null,null,null,null,null,null,null,null,null,null,null,null,null,null,null,null,null,null,null,null,null,null,null,null,null,null,null,null,null,null,null,null,null,null,null,null,{"$f":"INDEX('Fixture Descriptions'!A:K,MATCH('Inspection Form'!H1449,'Fixture Descriptions'!A:A,0),8)","v":{"$error":"#N/A"}},{"$error":"#N/A"},null,{"$error":"#N/A"},1,null,null,null,{"$f":"IFERROR(IF(AND(INDEX(Inventory!CA:CA,MATCH('Inspection Form'!B1449,Inventory!B:B,0))=\"Not Qualified\",INDEX(Inventory!L:L,MATCH('Inspection Form'!B1449,Inventory!B:B,0))<>\"\",$Q$5<>\"Pre\"),0,BY1449*BZ1449), 0)","v":0},null,{"$error":"#DIV/0!"},{"$error":"#DIV/0!"},1446]
[null,1446,null,null,null,null,null,null,null,null,null,null,null,null,null,null,null,null,null,null,null,null,null,null,null,null,null,null,null,null,null,null,null,null,null,null,null,null,null,null,null,null,null,null,null,null,null,null,null,null,null,null,null,null,null,null,null,null,null,null,null,null,null,null,null,null,null,null,null,null,null,null,null,{"$f":"INDEX('Fixture Descriptions'!A:K,MATCH('Inspection Form'!H1450,'Fixture Descriptions'!A:A,0),8)","v":{"$error":"#N/A"}},{"$error":"#N/A"},null,{"$error":"#N/A"},1,null,null,null,{"$f":"IFERROR(IF(AND(INDEX(Inventory!CA:CA,MATCH('Inspection Form'!B1450,Inventory!B:B,0))=\"Not Qualified\",INDEX(Inventory!L:L,MATCH('Inspection Form'!B1450,Inventory!B:B,0))<>\"\",$Q$5<>\"Pre\"),0,BY1450*BZ1450), 0)","v":0},null,{"$error":"#DIV/0!"},{"$error":"#DIV/0!"},1447]
[null,1447,null,null,null,null,null,null,null,null,null,null,null,null,null,null,null,null,null,null,null,null,null,null,null,null,null,null,null,null,null,null,null,null,null,null,null,null,null,null,null,null,null,null,null,null,null,null,null,null,null,null,null,null,null,null,null,null,null,null,null,null,null,null,null,null,null,null,null,null,null,null,null,{"$f":"INDEX('Fixture Descriptions'!A:K,MATCH('Inspection Form'!H1451,'Fixture Descriptions'!A:A,0),8)","v":{"$error":"#N/A"}},{"$error":"#N/A"},null,{"$error":"#N/A"},1,null,null,null,{"$f":"IFERROR(IF(AND(INDEX(Inventory!CA:CA,MATCH('Inspection Form'!B1451,Inventory!B:B,0))=\"Not Qualified\",INDEX(Inventory!L:L,MATCH('Inspection Form'!B1451,Inventory!B:B,0))<>\"\",$Q$5<>\"Pre\"),0,BY1451*BZ1451), 0)","v":0},null,{"$error":"#DIV/0!"},{"$error":"#DIV/0!"},1448]
[null,1448,null,null,null,null,null,null,null,null,null,null,null,null,null,null,null,null,null,null,null,null,null,null,null,null,null,null,null,null,null,null,null,null,null,null,null,null,null,null,null,null,null,null,null,null,null,null,null,null,null,null,null,null,null,null,null,null,null,null,null,null,null,null,null,null,null,null,null,null,null,null,null,{"$f":"INDEX('Fixture Descriptions'!A:K,MATCH('Inspection Form'!H1452,'Fixture Descriptions'!A:A,0),8)","v":{"$error":"#N/A"}},{"$error":"#N/A"},null,{"$error":"#N/A"},1,null,null,null,{"$f":"IFERROR(IF(AND(INDEX(Inventory!CA:CA,MATCH('Inspection Form'!B1452,Inventory!B:B,0))=\"Not Qualified\",INDEX(Inventory!L:L,MATCH('Inspection Form'!B1452,Inventory!B:B,0))<>\"\",$Q$5<>\"Pre\"),0,BY1452*BZ1452), 0)","v":0},null,{"$error":"#DIV/0!"},{"$error":"#DIV/0!"},1449]
[null,1449,null,null,null,null,null,null,null,null,null,null,null,null,null,null,null,null,null,null,null,null,null,null,null,null,null,null,null,null,null,null,null,null,null,null,null,null,null,null,null,null,null,null,null,null,null,null,null,null,null,null,null,null,null,null,null,null,null,null,null,null,null,null,null,null,null,null,null,null,null,null,null,{"$f":"INDEX('Fixture Descriptions'!A:K,MATCH('Inspection Form'!H1453,'Fixture Descriptions'!A:A,0),8)","v":{"$error":"#N/A"}},{"$error":"#N/A"},null,{"$error":"#N/A"},1,null,null,null,{"$f":"IFERROR(IF(AND(INDEX(Inventory!CA:CA,MATCH('Inspection Form'!B1453,Inventory!B:B,0))=\"Not Qualified\",INDEX(Inventory!L:L,MATCH('Inspection Form'!B1453,Inventory!B:B,0))<>\"\",$Q$5<>\"Pre\"),0,BY1453*BZ1453), 0)","v":0},null,{"$error":"#DIV/0!"},{"$error":"#DIV/0!"},1450]
[null,1450,null,null,null,null,null,null,null,null,null,null,null,null,null,null,null,null,null,null,null,null,null,null,null,null,null,null,null,null,null,null,null,null,null,null,null,null,null,null,null,null,null,null,null,null,null,null,null,null,null,null,null,null,null,null,null,null,null,null,null,null,null,null,null,null,null,null,null,null,null,null,null,{"$f":"INDEX('Fixture Descriptions'!A:K,MATCH('Inspection Form'!H1454,'Fixture Descriptions'!A:A,0),8)","v":{"$error":"#N/A"}},{"$error":"#N/A"},null,{"$error":"#N/A"},1,null,null,null,{"$f":"IFERROR(IF(AND(INDEX(Inventory!CA:CA,MATCH('Inspection Form'!B1454,Inventory!B:B,0))=\"Not Qualified\",INDEX(Inventory!L:L,MATCH('Inspection Form'!B1454,Inventory!B:B,0))<>\"\",$Q$5<>\"Pre\"),0,BY1454*BZ1454), 0)","v":0},null,{"$error":"#DIV/0!"},{"$error":"#DIV/0!"},1451]
[null,1451,null,null,null,null,null,null,null,null,null,null,null,null,null,null,null,null,null,null,null,null,null,null,null,null,null,null,null,null,null,null,null,null,null,null,null,null,null,null,null,null,null,null,null,null,null,null,null,null,null,null,null,null,null,null,null,null,null,null,null,null,null,null,null,null,null,null,null,null,null,null,null,{"$f":"INDEX('Fixture Descriptions'!A:K,MATCH('Inspection Form'!H1455,'Fixture Descriptions'!A:A,0),8)","v":{"$error":"#N/A"}},{"$error":"#N/A"},null,{"$error":"#N/A"},1,null,null,null,{"$f":"IFERROR(IF(AND(INDEX(Inventory!CA:CA,MATCH('Inspection Form'!B1455,Inventory!B:B,0))=\"Not Qualified\",INDEX(Inventory!L:L,MATCH('Inspection Form'!B1455,Inventory!B:B,0))<>\"\",$Q$5<>\"Pre\"),0,BY1455*BZ1455), 0)","v":0},null,{"$error":"#DIV/0!"},{"$error":"#DIV/0!"},1452]
[null,1452,null,null,null,null,null,null,null,null,null,null,null,null,null,null,null,null,null,null,null,null,null,null,null,null,null,null,null,null,null,null,null,null,null,null,null,null,null,null,null,null,null,null,null,null,null,null,null,null,null,null,null,null,null,null,null,null,null,null,null,null,null,null,null,null,null,null,null,null,null,null,null,{"$f":"INDEX('Fixture Descriptions'!A:K,MATCH('Inspection Form'!H1456,'Fixture Descriptions'!A:A,0),8)","v":{"$error":"#N/A"}},{"$error":"#N/A"},null,{"$error":"#N/A"},1,null,null,null,{"$f":"IFERROR(IF(AND(INDEX(Inventory!CA:CA,MATCH('Inspection Form'!B1456,Inventory!B:B,0))=\"Not Qualified\",INDEX(Inventory!L:L,MATCH('Inspection Form'!B1456,Inventory!B:B,0))<>\"\",$Q$5<>\"Pre\"),0,BY1456*BZ1456), 0)","v":0},null,{"$error":"#DIV/0!"},{"$error":"#DIV/0!"},1453]
[null,1453,null,null,null,null,null,null,null,null,null,null,null,null,null,null,null,null,null,null,null,null,null,null,null,null,null,null,null,null,null,null,null,null,null,null,null,null,null,null,null,null,null,null,null,null,null,null,null,null,null,null,null,null,null,null,null,null,null,null,null,null,null,null,null,null,null,null,null,null,null,null,null,{"$f":"INDEX('Fixture Descriptions'!A:K,MATCH('Inspection Form'!H1457,'Fixture Descriptions'!A:A,0),8)","v":{"$error":"#N/A"}},{"$error":"#N/A"},null,{"$error":"#N/A"},1,null,null,null,{"$f":"IFERROR(IF(AND(INDEX(Inventory!CA:CA,MATCH('Inspection Form'!B1457,Inventory!B:B,0))=\"Not Qualified\",INDEX(Inventory!L:L,MATCH('Inspection Form'!B1457,Inventory!B:B,0))<>\"\",$Q$5<>\"Pre\"),0,BY1457*BZ1457), 0)","v":0},null,{"$error":"#DIV/0!"},{"$error":"#DIV/0!"},1454]
[null,1454,null,null,null,null,null,null,null,null,null,null,null,null,null,null,null,null,null,null,null,null,null,null,null,null,null,null,null,null,null,null,null,null,null,null,null,null,null,null,null,null,null,null,null,null,null,null,null,null,null,null,null,null,null,null,null,null,null,null,null,null,null,null,null,null,null,null,null,null,null,null,null,{"$f":"INDEX('Fixture Descriptions'!A:K,MATCH('Inspection Form'!H1458,'Fixture Descriptions'!A:A,0),8)","v":{"$error":"#N/A"}},{"$error":"#N/A"},null,{"$error":"#N/A"},1,null,null,null,{"$f":"IFERROR(IF(AND(INDEX(Inventory!CA:CA,MATCH('Inspection Form'!B1458,Inventory!B:B,0))=\"Not Qualified\",INDEX(Inventory!L:L,MATCH('Inspection Form'!B1458,Inventory!B:B,0))<>\"\",$Q$5<>\"Pre\"),0,BY1458*BZ1458), 0)","v":0},null,{"$error":"#DIV/0!"},{"$error":"#DIV/0!"},1455]
[null,1455,null,null,null,null,null,null,null,null,null,null,null,null,null,null,null,null,null,null,null,null,null,null,null,null,null,null,null,null,null,null,null,null,null,null,null,null,null,null,null,null,null,null,null,null,null,null,null,null,null,null,null,null,null,null,null,null,null,null,null,null,null,null,null,null,null,null,null,null,null,null,null,{"$f":"INDEX('Fixture Descriptions'!A:K,MATCH('Inspection Form'!H1459,'Fixture Descriptions'!A:A,0),8)","v":{"$error":"#N/A"}},{"$f":"BV1459*I1459","v":{"$error":"#N/A"}},null,{"$f":"BW1459","v":{"$error":"#N/A"}},{"$f":"IF($U$3=\"All\", 1, IF(AND(C1459=$U$3, H1459=$U$4), 1, 0))","v":1},null,null,null,{"$f":"IFERROR(IF(AND(INDEX(Inventory!CA:CA,MATCH('Inspection Form'!B1459,Inventory!B:B,0))=\"Not Qualified\",INDEX(Inventory!L:L,MATCH('Inspection Form'!B1459,Inventory!B:B,0))<>\"\",$Q$5<>\"Pre\"),0,BY1459*BZ1459), 0)","v":0},null,{"$f":"CD1459/$CE$5","v":{"$error":"#DIV/0!"}},{"$f":"CF1459+CG1458","v":{"$error":"#DIV/0!"}},1456]
[null,1456,null,null,null,null,null,null,null,null,null,null,null,null,null,null,null,null,null,null,null,null,null,null,null,null,null,null,null,null,null,null,null,null,null,null,null,null,null,null,null,null,null,null,null,null,null,null,null,null,null,null,null,null,null,null,null,null,null,null,null,null,null,null,null,null,null,null,null,null,null,null,null,{"$f":"INDEX('Fixture Descriptions'!A:K,MATCH('Inspection Form'!H1460,'Fixture Descriptions'!A:A,0),8)","v":{"$error":"#N/A"}},{"$error":"#N/A"},null,{"$error":"#N/A"},1,null,null,null,{"$f":"IFERROR(IF(AND(INDEX(Inventory!CA:CA,MATCH('Inspection Form'!B1460,Inventory!B:B,0))=\"Not Qualified\",INDEX(Inventory!L:L,MATCH('Inspection Form'!B1460,Inventory!B:B,0))<>\"\",$Q$5<>\"Pre\"),0,BY1460*BZ1460), 0)","v":0},null,{"$error":"#DIV/0!"},{"$error":"#DIV/0!"},1457]
[null,1457,null,null,null,null,null,null,null,null,null,null,null,null,null,null,null,null,null,null,null,null,null,null,null,null,null,null,null,null,null,null,null,null,null,null,null,null,null,null,null,null,null,null,null,null,null,null,null,null,null,null,null,null,null,null,null,null,null,null,null,null,null,null,null,null,null,null,null,null,null,null,null,{"$f":"INDEX('Fixture Descriptions'!A:K,MATCH('Inspection Form'!H1461,'Fixture Descriptions'!A:A,0),8)","v":{"$error":"#N/A"}},{"$error":"#N/A"},null,{"$error":"#N/A"},1,null,null,null,{"$f":"IFERROR(IF(AND(INDEX(Inventory!CA:CA,MATCH('Inspection Form'!B1461,Inventory!B:B,0))=\"Not Qualified\",INDEX(Inventory!L:L,MATCH('Inspection Form'!B1461,Inventory!B:B,0))<>\"\",$Q$5<>\"Pre\"),0,BY1461*BZ1461), 0)","v":0},null,{"$error":"#DIV/0!"},{"$error":"#DIV/0!"},1458]
[null,1458,null,null,null,null,null,null,null,null,null,null,null,null,null,null,null,null,null,null,null,null,null,null,null,null,null,null,null,null,null,null,null,null,null,null,null,null,null,null,null,null,null,null,null,null,null,null,null,null,null,null,null,null,null,null,null,null,null,null,null,null,null,null,null,null,null,null,null,null,null,null,null,{"$f":"INDEX('Fixture Descriptions'!A:K,MATCH('Inspection Form'!H1462,'Fixture Descriptions'!A:A,0),8)","v":{"$error":"#N/A"}},{"$error":"#N/A"},null,{"$error":"#N/A"},1,null,null,null,{"$f":"IFERROR(IF(AND(INDEX(Inventory!CA:CA,MATCH('Inspection Form'!B1462,Inventory!B:B,0))=\"Not Qualified\",INDEX(Inventory!L:L,MATCH('Inspection Form'!B1462,Inventory!B:B,0))<>\"\",$Q$5<>\"Pre\"),0,BY1462*BZ1462), 0)","v":0},null,{"$error":"#DIV/0!"},{"$error":"#DIV/0!"},1459]
[null,1459,null,null,null,null,null,null,null,null,null,null,null,null,null,null,null,null,null,null,null,null,null,null,null,null,null,null,null,null,null,null,null,null,null,null,null,null,null,null,null,null,null,null,null,null,null,null,null,null,null,null,null,null,null,null,null,null,null,null,null,null,null,null,null,null,null,null,null,null,null,null,null,{"$f":"INDEX('Fixture Descriptions'!A:K,MATCH('Inspection Form'!H1463,'Fixture Descriptions'!A:A,0),8)","v":{"$error":"#N/A"}},{"$error":"#N/A"},null,{"$error":"#N/A"},1,null,null,null,{"$f":"IFERROR(IF(AND(INDEX(Inventory!CA:CA,MATCH('Inspection Form'!B1463,Inventory!B:B,0))=\"Not Qualified\",INDEX(Inventory!L:L,MATCH('Inspection Form'!B1463,Inventory!B:B,0))<>\"\",$Q$5<>\"Pre\"),0,BY1463*BZ1463), 0)","v":0},null,{"$error":"#DIV/0!"},{"$error":"#DIV/0!"},1460]
[null,1460,null,null,null,null,null,null,null,null,null,null,null,null,null,null,null,null,null,null,null,null,null,null,null,null,null,null,null,null,null,null,null,null,null,null,null,null,null,null,null,null,null,null,null,null,null,null,null,null,null,null,null,null,null,null,null,null,null,null,null,null,null,null,null,null,null,null,null,null,null,null,null,{"$f":"INDEX('Fixture Descriptions'!A:K,MATCH('Inspection Form'!H1464,'Fixture Descriptions'!A:A,0),8)","v":{"$error":"#N/A"}},{"$error":"#N/A"},null,{"$error":"#N/A"},1,null,null,null,{"$f":"IFERROR(IF(AND(INDEX(Inventory!CA:CA,MATCH('Inspection Form'!B1464,Inventory!B:B,0))=\"Not Qualified\",INDEX(Inventory!L:L,MATCH('Inspection Form'!B1464,Inventory!B:B,0))<>\"\",$Q$5<>\"Pre\"),0,BY1464*BZ1464), 0)","v":0},null,{"$error":"#DIV/0!"},{"$error":"#DIV/0!"},1461]
[null,1461,null,null,null,null,null,null,null,null,null,null,null,null,null,null,null,null,null,null,null,null,null,null,null,null,null,null,null,null,null,null,null,null,null,null,null,null,null,null,null,null,null,null,null,null,null,null,null,null,null,null,null,null,null,null,null,null,null,null,null,null,null,null,null,null,null,null,null,null,null,null,null,{"$f":"INDEX('Fixture Descriptions'!A:K,MATCH('Inspection Form'!H1465,'Fixture Descriptions'!A:A,0),8)","v":{"$error":"#N/A"}},{"$error":"#N/A"},null,{"$error":"#N/A"},1,null,null,null,{"$f":"IFERROR(IF(AND(INDEX(Inventory!CA:CA,MATCH('Inspection Form'!B1465,Inventory!B:B,0))=\"Not Qualified\",INDEX(Inventory!L:L,MATCH('Inspection Form'!B1465,Inventory!B:B,0))<>\"\",$Q$5<>\"Pre\"),0,BY1465*BZ1465), 0)","v":0},null,{"$error":"#DIV/0!"},{"$error":"#DIV/0!"},1462]
[null,1462,null,null,null,null,null,null,null,null,null,null,null,null,null,null,null,null,null,null,null,null,null,null,null,null,null,null,null,null,null,null,null,null,null,null,null,null,null,null,null,null,null,null,null,null,null,null,null,null,null,null,null,null,null,null,null,null,null,null,null,null,null,null,null,null,null,null,null,null,null,null,null,{"$f":"INDEX('Fixture Descriptions'!A:K,MATCH('Inspection Form'!H1466,'Fixture Descriptions'!A:A,0),8)","v":{"$error":"#N/A"}},{"$error":"#N/A"},null,{"$error":"#N/A"},1,null,null,null,{"$f":"IFERROR(IF(AND(INDEX(Inventory!CA:CA,MATCH('Inspection Form'!B1466,Inventory!B:B,0))=\"Not Qualified\",INDEX(Inventory!L:L,MATCH('Inspection Form'!B1466,Inventory!B:B,0))<>\"\",$Q$5<>\"Pre\"),0,BY1466*BZ1466), 0)","v":0},null,{"$error":"#DIV/0!"},{"$error":"#DIV/0!"},1463]
[null,1463,null,null,null,null,null,null,null,null,null,null,null,null,null,null,null,null,null,null,null,null,null,null,null,null,null,null,null,null,null,null,null,null,null,null,null,null,null,null,null,null,null,null,null,null,null,null,null,null,null,null,null,null,null,null,null,null,null,null,null,null,null,null,null,null,null,null,null,null,null,null,null,{"$f":"INDEX('Fixture Descriptions'!A:K,MATCH('Inspection Form'!H1467,'Fixture Descriptions'!A:A,0),8)","v":{"$error":"#N/A"}},{"$error":"#N/A"},null,{"$error":"#N/A"},1,null,null,null,{"$f":"IFERROR(IF(AND(INDEX(Inventory!CA:CA,MATCH('Inspection Form'!B1467,Inventory!B:B,0))=\"Not Qualified\",INDEX(Inventory!L:L,MATCH('Inspection Form'!B1467,Inventory!B:B,0))<>\"\",$Q$5<>\"Pre\"),0,BY1467*BZ1467), 0)","v":0},null,{"$error":"#DIV/0!"},{"$error":"#DIV/0!"},1464]
[null,1464,null,null,null,null,null,null,null,null,null,null,null,null,null,null,null,null,null,null,null,null,null,null,null,null,null,null,null,null,null,null,null,null,null,null,null,null,null,null,null,null,null,null,null,null,null,null,null,null,null,null,null,null,null,null,null,null,null,null,null,null,null,null,null,null,null,null,null,null,null,null,null,{"$f":"INDEX('Fixture Descriptions'!A:K,MATCH('Inspection Form'!H1468,'Fixture Descriptions'!A:A,0),8)","v":{"$error":"#N/A"}},{"$error":"#N/A"},null,{"$error":"#N/A"},1,null,null,null,{"$f":"IFERROR(IF(AND(INDEX(Inventory!CA:CA,MATCH('Inspection Form'!B1468,Inventory!B:B,0))=\"Not Qualified\",INDEX(Inventory!L:L,MATCH('Inspection Form'!B1468,Inventory!B:B,0))<>\"\",$Q$5<>\"Pre\"),0,BY1468*BZ1468), 0)","v":0},null,{"$error":"#DIV/0!"},{"$error":"#DIV/0!"},1465]
[null,1465,null,null,null,null,null,null,null,null,null,null,null,null,null,null,null,null,null,null,null,null,null,null,null,null,null,null,null,null,null,null,null,null,null,null,null,null,null,null,null,null,null,null,null,null,null,null,null,null,null,null,null,null,null,null,null,null,null,null,null,null,null,null,null,null,null,null,null,null,null,null,null,{"$f":"INDEX('Fixture Descriptions'!A:K,MATCH('Inspection Form'!H1469,'Fixture Descriptions'!A:A,0),8)","v":{"$error":"#N/A"}},{"$error":"#N/A"},null,{"$error":"#N/A"},1,null,null,null,{"$f":"IFERROR(IF(AND(INDEX(Inventory!CA:CA,MATCH('Inspection Form'!B1469,Inventory!B:B,0))=\"Not Qualified\",INDEX(Inventory!L:L,MATCH('Inspection Form'!B1469,Inventory!B:B,0))<>\"\",$Q$5<>\"Pre\"),0,BY1469*BZ1469), 0)","v":0},null,{"$error":"#DIV/0!"},{"$error":"#DIV/0!"},1466]
[null,1466,null,null,null,null,null,null,null,null,null,null,null,null,null,null,null,null,null,null,null,null,null,null,null,null,null,null,null,null,null,null,null,null,null,null,null,null,null,null,null,null,null,null,null,null,null,null,null,null,null,null,null,null,null,null,null,null,null,null,null,null,null,null,null,null,null,null,null,null,null,null,null,{"$f":"INDEX('Fixture Descriptions'!A:K,MATCH('Inspection Form'!H1470,'Fixture Descriptions'!A:A,0),8)","v":{"$error":"#N/A"}},{"$error":"#N/A"},null,{"$error":"#N/A"},1,null,null,null,{"$f":"IFERROR(IF(AND(INDEX(Inventory!CA:CA,MATCH('Inspection Form'!B1470,Inventory!B:B,0))=\"Not Qualified\",INDEX(Inventory!L:L,MATCH('Inspection Form'!B1470,Inventory!B:B,0))<>\"\",$Q$5<>\"Pre\"),0,BY1470*BZ1470), 0)","v":0},null,{"$error":"#DIV/0!"},{"$error":"#DIV/0!"},1467]
[null,1467,null,null,null,null,null,null,null,null,null,null,null,null,null,null,null,null,null,null,null,null,null,null,null,null,null,null,null,null,null,null,null,null,null,null,null,null,null,null,null,null,null,null,null,null,null,null,null,null,null,null,null,null,null,null,null,null,null,null,null,null,null,null,null,null,null,null,null,null,null,null,null,{"$f":"INDEX('Fixture Descriptions'!A:K,MATCH('Inspection Form'!H1471,'Fixture Descriptions'!A:A,0),8)","v":{"$error":"#N/A"}},{"$error":"#N/A"},null,{"$error":"#N/A"},1,null,null,null,{"$f":"IFERROR(IF(AND(INDEX(Inventory!CA:CA,MATCH('Inspection Form'!B1471,Inventory!B:B,0))=\"Not Qualified\",INDEX(Inventory!L:L,MATCH('Inspection Form'!B1471,Inventory!B:B,0))<>\"\",$Q$5<>\"Pre\"),0,BY1471*BZ1471), 0)","v":0},null,{"$error":"#DIV/0!"},{"$error":"#DIV/0!"},1468]
[null,1468,null,null,null,null,null,null,null,null,null,null,null,null,null,null,null,null,null,null,null,null,null,null,null,null,null,null,null,null,null,null,null,null,null,null,null,null,null,null,null,null,null,null,null,null,null,null,null,null,null,null,null,null,null,null,null,null,null,null,null,null,null,null,null,null,null,null,null,null,null,null,null,{"$f":"INDEX('Fixture Descriptions'!A:K,MATCH('Inspection Form'!H1472,'Fixture Descriptions'!A:A,0),8)","v":{"$error":"#N/A"}},{"$error":"#N/A"},null,{"$error":"#N/A"},1,null,null,null,{"$f":"IFERROR(IF(AND(INDEX(Inventory!CA:CA,MATCH('Inspection Form'!B1472,Inventory!B:B,0))=\"Not Qualified\",INDEX(Inventory!L:L,MATCH('Inspection Form'!B1472,Inventory!B:B,0))<>\"\",$Q$5<>\"Pre\"),0,BY1472*BZ1472), 0)","v":0},null,{"$error":"#DIV/0!"},{"$error":"#DIV/0!"},1469]
[null,1469,null,null,null,null,null,null,null,null,null,null,null,null,null,null,null,null,null,null,null,null,null,null,null,null,null,null,null,null,null,null,null,null,null,null,null,null,null,null,null,null,null,null,null,null,null,null,null,null,null,null,null,null,null,null,null,null,null,null,null,null,null,null,null,null,null,null,null,null,null,null,null,{"$f":"INDEX('Fixture Descriptions'!A:K,MATCH('Inspection Form'!H1473,'Fixture Descriptions'!A:A,0),8)","v":{"$error":"#N/A"}},{"$error":"#N/A"},null,{"$error":"#N/A"},1,null,null,null,{"$f":"IFERROR(IF(AND(INDEX(Inventory!CA:CA,MATCH('Inspection Form'!B1473,Inventory!B:B,0))=\"Not Qualified\",INDEX(Inventory!L:L,MATCH('Inspection Form'!B1473,Inventory!B:B,0))<>\"\",$Q$5<>\"Pre\"),0,BY1473*BZ1473), 0)","v":0},null,{"$error":"#DIV/0!"},{"$error":"#DIV/0!"},1470]
[null,1470,null,null,null,null,null,null,null,null,null,null,null,null,null,null,null,null,null,null,null,null,null,null,null,null,null,null,null,null,null,null,null,null,null,null,null,null,null,null,null,null,null,null,null,null,null,null,null,null,null,null,null,null,null,null,null,null,null,null,null,null,null,null,null,null,null,null,null,null,null,null,null,{"$f":"INDEX('Fixture Descriptions'!A:K,MATCH('Inspection Form'!H1474,'Fixture Descriptions'!A:A,0),8)","v":{"$error":"#N/A"}},{"$error":"#N/A"},null,{"$error":"#N/A"},1,null,null,null,{"$f":"IFERROR(IF(AND(INDEX(Inventory!CA:CA,MATCH('Inspection Form'!B1474,Inventory!B:B,0))=\"Not Qualified\",INDEX(Inventory!L:L,MATCH('Inspection Form'!B1474,Inventory!B:B,0))<>\"\",$Q$5<>\"Pre\"),0,BY1474*BZ1474), 0)","v":0},null,{"$error":"#DIV/0!"},{"$error":"#DIV/0!"},1471]
[null,1471,null,null,null,null,null,null,null,null,null,null,null,null,null,null,null,null,null,null,null,null,null,null,null,null,null,null,null,null,null,null,null,null,null,null,null,null,null,null,null,null,null,null,null,null,null,null,null,null,null,null,null,null,null,null,null,null,null,null,null,null,null,null,null,null,null,null,null,null,null,null,null,{"$f":"INDEX('Fixture Descriptions'!A:K,MATCH('Inspection Form'!H1475,'Fixture Descriptions'!A:A,0),8)","v":{"$error":"#N/A"}},{"$error":"#N/A"},null,{"$error":"#N/A"},1,null,null,null,{"$f":"IFERROR(IF(AND(INDEX(Inventory!CA:CA,MATCH('Inspection Form'!B1475,Inventory!B:B,0))=\"Not Qualified\",INDEX(Inventory!L:L,MATCH('Inspection Form'!B1475,Inventory!B:B,0))<>\"\",$Q$5<>\"Pre\"),0,BY1475*BZ1475), 0)","v":0},null,{"$error":"#DIV/0!"},{"$error":"#DIV/0!"},1472]
[null,1472,null,null,null,null,null,null,null,null,null,null,null,null,null,null,null,null,null,null,null,null,null,null,null,null,null,null,null,null,null,null,null,null,null,null,null,null,null,null,null,null,null,null,null,null,null,null,null,null,null,null,null,null,null,null,null,null,null,null,null,null,null,null,null,null,null,null,null,null,null,null,null,{"$f":"INDEX('Fixture Descriptions'!A:K,MATCH('Inspection Form'!H1476,'Fixture Descriptions'!A:A,0),8)","v":{"$error":"#N/A"}},{"$error":"#N/A"},null,{"$error":"#N/A"},1,null,null,null,{"$f":"IFERROR(IF(AND(INDEX(Inventory!CA:CA,MATCH('Inspection Form'!B1476,Inventory!B:B,0))=\"Not Qualified\",INDEX(Inventory!L:L,MATCH('Inspection Form'!B1476,Inventory!B:B,0))<>\"\",$Q$5<>\"Pre\"),0,BY1476*BZ1476), 0)","v":0},null,{"$error":"#DIV/0!"},{"$error":"#DIV/0!"},1473]
[null,1473,null,null,null,null,null,null,null,null,null,null,null,null,null,null,null,null,null,null,null,null,null,null,null,null,null,null,null,null,null,null,null,null,null,null,null,null,null,null,null,null,null,null,null,null,null,null,null,null,null,null,null,null,null,null,null,null,null,null,null,null,null,null,null,null,null,null,null,null,null,null,null,{"$f":"INDEX('Fixture Descriptions'!A:K,MATCH('Inspection Form'!H1477,'Fixture Descriptions'!A:A,0),8)","v":{"$error":"#N/A"}},{"$error":"#N/A"},null,{"$error":"#N/A"},1,null,null,null,{"$f":"IFERROR(IF(AND(INDEX(Inventory!CA:CA,MATCH('Inspection Form'!B1477,Inventory!B:B,0))=\"Not Qualified\",INDEX(Inventory!L:L,MATCH('Inspection Form'!B1477,Inventory!B:B,0))<>\"\",$Q$5<>\"Pre\"),0,BY1477*BZ1477), 0)","v":0},null,{"$error":"#DIV/0!"},{"$error":"#DIV/0!"},1474]
[null,1474,null,null,null,null,null,null,null,null,null,null,null,null,null,null,null,null,null,null,null,null,null,null,null,null,null,null,null,null,null,null,null,null,null,null,null,null,null,null,null,null,null,null,null,null,null,null,null,null,null,null,null,null,null,null,null,null,null,null,null,null,null,null,null,null,null,null,null,null,null,null,null,{"$f":"INDEX('Fixture Descriptions'!A:K,MATCH('Inspection Form'!H1478,'Fixture Descriptions'!A:A,0),8)","v":{"$error":"#N/A"}},{"$error":"#N/A"},null,{"$error":"#N/A"},1,null,null,null,{"$f":"IFERROR(IF(AND(INDEX(Inventory!CA:CA,MATCH('Inspection Form'!B1478,Inventory!B:B,0))=\"Not Qualified\",INDEX(Inventory!L:L,MATCH('Inspection Form'!B1478,Inventory!B:B,0))<>\"\",$Q$5<>\"Pre\"),0,BY1478*BZ1478), 0)","v":0},null,{"$error":"#DIV/0!"},{"$error":"#DIV/0!"},1475]
[null,1475,null,null,null,null,null,null,null,null,null,null,null,null,null,null,null,null,null,null,null,null,null,null,null,null,null,null,null,null,null,null,null,null,null,null,null,null,null,null,null,null,null,null,null,null,null,null,null,null,null,null,null,null,null,null,null,null,null,null,null,null,null,null,null,null,null,null,null,null,null,null,null,{"$f":"INDEX('Fixture Descriptions'!A:K,MATCH('Inspection Form'!H1479,'Fixture Descriptions'!A:A,0),8)","v":{"$error":"#N/A"}},{"$error":"#N/A"},null,{"$error":"#N/A"},1,null,null,null,{"$f":"IFERROR(IF(AND(INDEX(Inventory!CA:CA,MATCH('Inspection Form'!B1479,Inventory!B:B,0))=\"Not Qualified\",INDEX(Inventory!L:L,MATCH('Inspection Form'!B1479,Inventory!B:B,0))<>\"\",$Q$5<>\"Pre\"),0,BY1479*BZ1479), 0)","v":0},null,{"$error":"#DIV/0!"},{"$error":"#DIV/0!"},1476]
[null,1476,null,null,null,null,null,null,null,null,null,null,null,null,null,null,null,null,null,null,null,null,null,null,null,null,null,null,null,null,null,null,null,null,null,null,null,null,null,null,null,null,null,null,null,null,null,null,null,null,null,null,null,null,null,null,null,null,null,null,null,null,null,null,null,null,null,null,null,null,null,null,null,{"$f":"INDEX('Fixture Descriptions'!A:K,MATCH('Inspection Form'!H1480,'Fixture Descriptions'!A:A,0),8)","v":{"$error":"#N/A"}},{"$error":"#N/A"},null,{"$error":"#N/A"},1,null,null,null,{"$f":"IFERROR(IF(AND(INDEX(Inventory!CA:CA,MATCH('Inspection Form'!B1480,Inventory!B:B,0))=\"Not Qualified\",INDEX(Inventory!L:L,MATCH('Inspection Form'!B1480,Inventory!B:B,0))<>\"\",$Q$5<>\"Pre\"),0,BY1480*BZ1480), 0)","v":0},null,{"$error":"#DIV/0!"},{"$error":"#DIV/0!"},1477]
[null,1477,null,null,null,null,null,null,null,null,null,null,null,null,null,null,null,null,null,null,null,null,null,null,null,null,null,null,null,null,null,null,null,null,null,null,null,null,null,null,null,null,null,null,null,null,null,null,null,null,null,null,null,null,null,null,null,null,null,null,null,null,null,null,null,null,null,null,null,null,null,null,null,{"$f":"INDEX('Fixture Descriptions'!A:K,MATCH('Inspection Form'!H1481,'Fixture Descriptions'!A:A,0),8)","v":{"$error":"#N/A"}},{"$error":"#N/A"},null,{"$error":"#N/A"},1,null,null,null,{"$f":"IFERROR(IF(AND(INDEX(Inventory!CA:CA,MATCH('Inspection Form'!B1481,Inventory!B:B,0))=\"Not Qualified\",INDEX(Inventory!L:L,MATCH('Inspection Form'!B1481,Inventory!B:B,0))<>\"\",$Q$5<>\"Pre\"),0,BY1481*BZ1481), 0)","v":0},null,{"$error":"#DIV/0!"},{"$error":"#DIV/0!"},1478]
[null,1478,null,null,null,null,null,null,null,null,null,null,null,null,null,null,null,null,null,null,null,null,null,null,null,null,null,null,null,null,null,null,null,null,null,null,null,null,null,null,null,null,null,null,null,null,null,null,null,null,null,null,null,null,null,null,null,null,null,null,null,null,null,null,null,null,null,null,null,null,null,null,null,{"$f":"INDEX('Fixture Descriptions'!A:K,MATCH('Inspection Form'!H1482,'Fixture Descriptions'!A:A,0),8)","v":{"$error":"#N/A"}},{"$error":"#N/A"},null,{"$error":"#N/A"},1,null,null,null,{"$f":"IFERROR(IF(AND(INDEX(Inventory!CA:CA,MATCH('Inspection Form'!B1482,Inventory!B:B,0))=\"Not Qualified\",INDEX(Inventory!L:L,MATCH('Inspection Form'!B1482,Inventory!B:B,0))<>\"\",$Q$5<>\"Pre\"),0,BY1482*BZ1482), 0)","v":0},null,{"$error":"#DIV/0!"},{"$error":"#DIV/0!"},1479]
[null,1479,null,null,null,null,null,null,null,null,null,null,null,null,null,null,null,null,null,null,null,null,null,null,null,null,null,null,null,null,null,null,null,null,null,null,null,null,null,null,null,null,null,null,null,null,null,null,null,null,null,null,null,null,null,null,null,null,null,null,null,null,null,null,null,null,null,null,null,null,null,null,null,{"$f":"INDEX('Fixture Descriptions'!A:K,MATCH('Inspection Form'!H1483,'Fixture Descriptions'!A:A,0),8)","v":{"$error":"#N/A"}},{"$error":"#N/A"},null,{"$error":"#N/A"},1,null,null,null,{"$f":"IFERROR(IF(AND(INDEX(Inventory!CA:CA,MATCH('Inspection Form'!B1483,Inventory!B:B,0))=\"Not Qualified\",INDEX(Inventory!L:L,MATCH('Inspection Form'!B1483,Inventory!B:B,0))<>\"\",$Q$5<>\"Pre\"),0,BY1483*BZ1483), 0)","v":0},null,{"$error":"#DIV/0!"},{"$error":"#DIV/0!"},1480]
[null,1480,null,null,null,null,null,null,null,null,null,null,null,null,null,null,null,null,null,null,null,null,null,null,null,null,null,null,null,null,null,null,null,null,null,null,null,null,null,null,null,null,null,null,null,null,null,null,null,null,null,null,null,null,null,null,null,null,null,null,null,null,null,null,null,null,null,null,null,null,null,null,null,{"$f":"INDEX('Fixture Descriptions'!A:K,MATCH('Inspection Form'!H1484,'Fixture Descriptions'!A:A,0),8)","v":{"$error":"#N/A"}},{"$error":"#N/A"},null,{"$error":"#N/A"},1,null,null,null,{"$f":"IFERROR(IF(AND(INDEX(Inventory!CA:CA,MATCH('Inspection Form'!B1484,Inventory!B:B,0))=\"Not Qualified\",INDEX(Inventory!L:L,MATCH('Inspection Form'!B1484,Inventory!B:B,0))<>\"\",$Q$5<>\"Pre\"),0,BY1484*BZ1484), 0)","v":0},null,{"$error":"#DIV/0!"},{"$error":"#DIV/0!"},1481]
[null,1481,null,null,null,null,null,null,null,null,null,null,null,null,null,null,null,null,null,null,null,null,null,null,null,null,null,null,null,null,null,null,null,null,null,null,null,null,null,null,null,null,null,null,null,null,null,null,null,null,null,null,null,null,null,null,null,null,null,null,null,null,null,null,null,null,null,null,null,null,null,null,null,{"$f":"INDEX('Fixture Descriptions'!A:K,MATCH('Inspection Form'!H1485,'Fixture Descriptions'!A:A,0),8)","v":{"$error":"#N/A"}},{"$error":"#N/A"},null,{"$error":"#N/A"},1,null,null,null,{"$f":"IFERROR(IF(AND(INDEX(Inventory!CA:CA,MATCH('Inspection Form'!B1485,Inventory!B:B,0))=\"Not Qualified\",INDEX(Inventory!L:L,MATCH('Inspection Form'!B1485,Inventory!B:B,0))<>\"\",$Q$5<>\"Pre\"),0,BY1485*BZ1485), 0)","v":0},null,{"$error":"#DIV/0!"},{"$error":"#DIV/0!"},1482]
[null,1482,null,null,null,null,null,null,null,null,null,null,null,null,null,null,null,null,null,null,null,null,null,null,null,null,null,null,null,null,null,null,null,null,null,null,null,null,null,null,null,null,null,null,null,null,null,null,null,null,null,null,null,null,null,null,null,null,null,null,null,null,null,null,null,null,null,null,null,null,null,null,null,{"$f":"INDEX('Fixture Descriptions'!A:K,MATCH('Inspection Form'!H1486,'Fixture Descriptions'!A:A,0),8)","v":{"$error":"#N/A"}},{"$error":"#N/A"},null,{"$error":"#N/A"},1,null,null,null,{"$f":"IFERROR(IF(AND(INDEX(Inventory!CA:CA,MATCH('Inspection Form'!B1486,Inventory!B:B,0))=\"Not Qualified\",INDEX(Inventory!L:L,MATCH('Inspection Form'!B1486,Inventory!B:B,0))<>\"\",$Q$5<>\"Pre\"),0,BY1486*BZ1486), 0)","v":0},null,{"$error":"#DIV/0!"},{"$error":"#DIV/0!"},1483]
[null,1483,null,null,null,null,null,null,null,null,null,null,null,null,null,null,null,null,null,null,null,null,null,null,null,null,null,null,null,null,null,null,null,null,null,null,null,null,null,null,null,null,null,null,null,null,null,null,null,null,null,null,null,null,null,null,null,null,null,null,null,null,null,null,null,null,null,null,null,null,null,null,null,{"$f":"INDEX('Fixture Descriptions'!A:K,MATCH('Inspection Form'!H1487,'Fixture Descriptions'!A:A,0),8)","v":{"$error":"#N/A"}},{"$error":"#N/A"},null,{"$error":"#N/A"},1,null,null,null,{"$f":"IFERROR(IF(AND(INDEX(Inventory!CA:CA,MATCH('Inspection Form'!B1487,Inventory!B:B,0))=\"Not Qualified\",INDEX(Inventory!L:L,MATCH('Inspection Form'!B1487,Inventory!B:B,0))<>\"\",$Q$5<>\"Pre\"),0,BY1487*BZ1487), 0)","v":0},null,{"$error":"#DIV/0!"},{"$error":"#DIV/0!"},1484]
[null,1484,null,null,null,null,null,null,null,null,null,null,null,null,null,null,null,null,null,null,null,null,null,null,null,null,null,null,null,null,null,null,null,null,null,null,null,null,null,null,null,null,null,null,null,null,null,null,null,null,null,null,null,null,null,null,null,null,null,null,null,null,null,null,null,null,null,null,null,null,null,null,null,{"$f":"INDEX('Fixture Descriptions'!A:K,MATCH('Inspection Form'!H1488,'Fixture Descriptions'!A:A,0),8)","v":{"$error":"#N/A"}},{"$error":"#N/A"},null,{"$error":"#N/A"},1,null,null,null,{"$f":"IFERROR(IF(AND(INDEX(Inventory!CA:CA,MATCH('Inspection Form'!B1488,Inventory!B:B,0))=\"Not Qualified\",INDEX(Inventory!L:L,MATCH('Inspection Form'!B1488,Inventory!B:B,0))<>\"\",$Q$5<>\"Pre\"),0,BY1488*BZ1488), 0)","v":0},null,{"$error":"#DIV/0!"},{"$error":"#DIV/0!"},1485]
[null,1485,null,null,null,null,null,null,null,null,null,null,null,null,null,null,null,null,null,null,null,null,null,null,null,null,null,null,null,null,null,null,null,null,null,null,null,null,null,null,null,null,null,null,null,null,null,null,null,null,null,null,null,null,null,null,null,null,null,null,null,null,null,null,null,null,null,null,null,null,null,null,null,{"$f":"INDEX('Fixture Descriptions'!A:K,MATCH('Inspection Form'!H1489,'Fixture Descriptions'!A:A,0),8)","v":{"$error":"#N/A"}},{"$error":"#N/A"},null,{"$error":"#N/A"},1,null,null,null,{"$f":"IFERROR(IF(AND(INDEX(Inventory!CA:CA,MATCH('Inspection Form'!B1489,Inventory!B:B,0))=\"Not Qualified\",INDEX(Inventory!L:L,MATCH('Inspection Form'!B1489,Inventory!B:B,0))<>\"\",$Q$5<>\"Pre\"),0,BY1489*BZ1489), 0)","v":0},null,{"$error":"#DIV/0!"},{"$error":"#DIV/0!"},1486]
[null,1486,null,null,null,null,null,null,null,null,null,null,null,null,null,null,null,null,null,null,null,null,null,null,null,null,null,null,null,null,null,null,null,null,null,null,null,null,null,null,null,null,null,null,null,null,null,null,null,null,null,null,null,null,null,null,null,null,null,null,null,null,null,null,null,null,null,null,null,null,null,null,null,{"$f":"INDEX('Fixture Descriptions'!A:K,MATCH('Inspection Form'!H1490,'Fixture Descriptions'!A:A,0),8)","v":{"$error":"#N/A"}},{"$error":"#N/A"},null,{"$error":"#N/A"},1,null,null,null,{"$f":"IFERROR(IF(AND(INDEX(Inventory!CA:CA,MATCH('Inspection Form'!B1490,Inventory!B:B,0))=\"Not Qualified\",INDEX(Inventory!L:L,MATCH('Inspection Form'!B1490,Inventory!B:B,0))<>\"\",$Q$5<>\"Pre\"),0,BY1490*BZ1490), 0)","v":0},null,{"$error":"#DIV/0!"},{"$error":"#DIV/0!"},1487]
[null,1487,null,null,null,null,null,null,null,null,null,null,null,null,null,null,null,null,null,null,null,null,null,null,null,null,null,null,null,null,null,null,null,null,null,null,null,null,null,null,null,null,null,null,null,null,null,null,null,null,null,null,null,null,null,null,null,null,null,null,null,null,null,null,null,null,null,null,null,null,null,null,null,{"$f":"INDEX('Fixture Descriptions'!A:K,MATCH('Inspection Form'!H1491,'Fixture Descriptions'!A:A,0),8)","v":{"$error":"#N/A"}},{"$error":"#N/A"},null,{"$error":"#N/A"},1,null,null,null,{"$f":"IFERROR(IF(AND(INDEX(Inventory!CA:CA,MATCH('Inspection Form'!B1491,Inventory!B:B,0))=\"Not Qualified\",INDEX(Inventory!L:L,MATCH('Inspection Form'!B1491,Inventory!B:B,0))<>\"\",$Q$5<>\"Pre\"),0,BY1491*BZ1491), 0)","v":0},null,{"$error":"#DIV/0!"},{"$error":"#DIV/0!"},1488]
[null,1488,null,null,null,null,null,null,null,null,null,null,null,null,null,null,null,null,null,null,null,null,null,null,null,null,null,null,null,null,null,null,null,null,null,null,null,null,null,null,null,null,null,null,null,null,null,null,null,null,null,null,null,null,null,null,null,null,null,null,null,null,null,null,null,null,null,null,null,null,null,null,null,{"$f":"INDEX('Fixture Descriptions'!A:K,MATCH('Inspection Form'!H1492,'Fixture Descriptions'!A:A,0),8)","v":{"$error":"#N/A"}},{"$error":"#N/A"},null,{"$error":"#N/A"},1,null,null,null,{"$f":"IFERROR(IF(AND(INDEX(Inventory!CA:CA,MATCH('Inspection Form'!B1492,Inventory!B:B,0))=\"Not Qualified\",INDEX(Inventory!L:L,MATCH('Inspection Form'!B1492,Inventory!B:B,0))<>\"\",$Q$5<>\"Pre\"),0,BY1492*BZ1492), 0)","v":0},null,{"$error":"#DIV/0!"},{"$error":"#DIV/0!"},1489]
[null,1489,null,null,null,null,null,null,null,null,null,null,null,null,null,null,null,null,null,null,null,null,null,null,null,null,null,null,null,null,null,null,null,null,null,null,null,null,null,null,null,null,null,null,null,null,null,null,null,null,null,null,null,null,null,null,null,null,null,null,null,null,null,null,null,null,null,null,null,null,null,null,null,{"$f":"INDEX('Fixture Descriptions'!A:K,MATCH('Inspection Form'!H1493,'Fixture Descriptions'!A:A,0),8)","v":{"$error":"#N/A"}},{"$error":"#N/A"},null,{"$error":"#N/A"},1,null,null,null,{"$f":"IFERROR(IF(AND(INDEX(Inventory!CA:CA,MATCH('Inspection Form'!B1493,Inventory!B:B,0))=\"Not Qualified\",INDEX(Inventory!L:L,MATCH('Inspection Form'!B1493,Inventory!B:B,0))<>\"\",$Q$5<>\"Pre\"),0,BY1493*BZ1493), 0)","v":0},null,{"$error":"#DIV/0!"},{"$error":"#DIV/0!"},1490]
[null,1490,null,null,null,null,null,null,null,null,null,null,null,null,null,null,null,null,null,null,null,null,null,null,null,null,null,null,null,null,null,null,null,null,null,null,null,null,null,null,null,null,null,null,null,null,null,null,null,null,null,null,null,null,null,null,null,null,null,null,null,null,null,null,null,null,null,null,null,null,null,null,null,{"$f":"INDEX('Fixture Descriptions'!A:K,MATCH('Inspection Form'!H1494,'Fixture Descriptions'!A:A,0),8)","v":{"$error":"#N/A"}},{"$error":"#N/A"},null,{"$error":"#N/A"},1,null,null,null,{"$f":"IFERROR(IF(AND(INDEX(Inventory!CA:CA,MATCH('Inspection Form'!B1494,Inventory!B:B,0))=\"Not Qualified\",INDEX(Inventory!L:L,MATCH('Inspection Form'!B1494,Inventory!B:B,0))<>\"\",$Q$5<>\"Pre\"),0,BY1494*BZ1494), 0)","v":0},null,{"$error":"#DIV/0!"},{"$error":"#DIV/0!"},1491]
[null,1491,null,null,null,null,null,null,null,null,null,null,null,null,null,null,null,null,null,null,null,null,null,null,null,null,null,null,null,null,null,null,null,null,null,null,null,null,null,null,null,null,null,null,null,null,null,null,null,null,null,null,null,null,null,null,null,null,null,null,null,null,null,null,null,null,null,null,null,null,null,null,null,{"$f":"INDEX('Fixture Descriptions'!A:K,MATCH('Inspection Form'!H1495,'Fixture Descriptions'!A:A,0),8)","v":{"$error":"#N/A"}},{"$error":"#N/A"},null,{"$error":"#N/A"},1,null,null,null,{"$f":"IFERROR(IF(AND(INDEX(Inventory!CA:CA,MATCH('Inspection Form'!B1495,Inventory!B:B,0))=\"Not Qualified\",INDEX(Inventory!L:L,MATCH('Inspection Form'!B1495,Inventory!B:B,0))<>\"\",$Q$5<>\"Pre\"),0,BY1495*BZ1495), 0)","v":0},null,{"$error":"#DIV/0!"},{"$error":"#DIV/0!"},1492]
[null,1492,null,null,null,null,null,null,null,null,null,null,null,null,null,null,null,null,null,null,null,null,null,null,null,null,null,null,null,null,null,null,null,null,null,null,null,null,null,null,null,null,null,null,null,null,null,null,null,null,null,null,null,null,null,null,null,null,null,null,null,null,null,null,null,null,null,null,null,null,null,null,null,{"$f":"INDEX('Fixture Descriptions'!A:K,MATCH('Inspection Form'!H1496,'Fixture Descriptions'!A:A,0),8)","v":{"$error":"#N/A"}},{"$error":"#N/A"},null,{"$error":"#N/A"},1,null,null,null,{"$f":"IFERROR(IF(AND(INDEX(Inventory!CA:CA,MATCH('Inspection Form'!B1496,Inventory!B:B,0))=\"Not Qualified\",INDEX(Inventory!L:L,MATCH('Inspection Form'!B1496,Inventory!B:B,0))<>\"\",$Q$5<>\"Pre\"),0,BY1496*BZ1496), 0)","v":0},null,{"$error":"#DIV/0!"},{"$error":"#DIV/0!"},1493]
[null,1493,null,null,null,null,null,null,null,null,null,null,null,null,null,null,null,null,null,null,null,null,null,null,null,null,null,null,null,null,null,null,null,null,null,null,null,null,null,null,null,null,null,null,null,null,null,null,null,null,null,null,null,null,null,null,null,null,null,null,null,null,null,null,null,null,null,null,null,null,null,null,null,{"$f":"INDEX('Fixture Descriptions'!A:K,MATCH('Inspection Form'!H1497,'Fixture Descriptions'!A:A,0),8)","v":{"$error":"#N/A"}},{"$error":"#N/A"},null,{"$error":"#N/A"},1,null,null,null,{"$f":"IFERROR(IF(AND(INDEX(Inventory!CA:CA,MATCH('Inspection Form'!B1497,Inventory!B:B,0))=\"Not Qualified\",INDEX(Inventory!L:L,MATCH('Inspection Form'!B1497,Inventory!B:B,0))<>\"\",$Q$5<>\"Pre\"),0,BY1497*BZ1497), 0)","v":0},null,{"$error":"#DIV/0!"},{"$error":"#DIV/0!"},1494]
[null,1494,null,null,null,null,null,null,null,null,null,null,null,null,null,null,null,null,null,null,null,null,null,null,null,null,null,null,null,null,null,null,null,null,null,null,null,null,null,null,null,null,null,null,null,null,null,null,null,null,null,null,null,null,null,null,null,null,null,null,null,null,null,null,null,null,null,null,null,null,null,null,null,{"$f":"INDEX('Fixture Descriptions'!A:K,MATCH('Inspection Form'!H1498,'Fixture Descriptions'!A:A,0),8)","v":{"$error":"#N/A"}},{"$error":"#N/A"},null,{"$error":"#N/A"},1,null,null,null,{"$f":"IFERROR(IF(AND(INDEX(Inventory!CA:CA,MATCH('Inspection Form'!B1498,Inventory!B:B,0))=\"Not Qualified\",INDEX(Inventory!L:L,MATCH('Inspection Form'!B1498,Inventory!B:B,0))<>\"\",$Q$5<>\"Pre\"),0,BY1498*BZ1498), 0)","v":0},null,{"$error":"#DIV/0!"},{"$error":"#DIV/0!"},1495]
[null,1495,null,null,null,null,null,null,null,null,null,null,null,null,null,null,null,null,null,null,null,null,null,null,null,null,null,null,null,null,null,null,null,null,null,null,null,null,null,null,null,null,null,null,null,null,null,null,null,null,null,null,null,null,null,null,null,null,null,null,null,null,null,null,null,null,null,null,null,null,null,null,null,{"$f":"INDEX('Fixture Descriptions'!A:K,MATCH('Inspection Form'!H1499,'Fixture Descriptions'!A:A,0),8)","v":{"$error":"#N/A"}},{"$error":"#N/A"},null,{"$error":"#N/A"},1,null,null,null,{"$f":"IFERROR(IF(AND(INDEX(Inventory!CA:CA,MATCH('Inspection Form'!B1499,Inventory!B:B,0))=\"Not Qualified\",INDEX(Inventory!L:L,MATCH('Inspection Form'!B1499,Inventory!B:B,0))<>\"\",$Q$5<>\"Pre\"),0,BY1499*BZ1499), 0)","v":0},null,{"$error":"#DIV/0!"},{"$error":"#DIV/0!"},1496]
[null,1496,null,null,null,null,null,null,null,null,null,null,null,null,null,null,null,null,null,null,null,null,null,null,null,null,null,null,null,null,null,null,null,null,null,null,null,null,null,null,null,null,null,null,null,null,null,null,null,null,null,null,null,null,null,null,null,null,null,null,null,null,null,null,null,null,null,null,null,null,null,null,null,{"$f":"INDEX('Fixture Descriptions'!A:K,MATCH('Inspection Form'!H1500,'Fixture Descriptions'!A:A,0),8)","v":{"$error":"#N/A"}},{"$error":"#N/A"},null,{"$error":"#N/A"},1,null,null,null,{"$f":"IFERROR(IF(AND(INDEX(Inventory!CA:CA,MATCH('Inspection Form'!B1500,Inventory!B:B,0))=\"Not Qualified\",INDEX(Inventory!L:L,MATCH('Inspection Form'!B1500,Inventory!B:B,0))<>\"\",$Q$5<>\"Pre\"),0,BY1500*BZ1500), 0)","v":0},null,{"$error":"#DIV/0!"},{"$error":"#DIV/0!"},1497]
[null,1497,null,null,null,null,null,null,null,null,null,null,null,null,null,null,null,null,null,null,null,null,null,null,null,null,null,null,null,null,null,null,null,null,null,null,null,null,null,null,null,null,null,null,null,null,null,null,null,null,null,null,null,null,null,null,null,null,null,null,null,null,null,null,null,null,null,null,null,null,null,null,null,{"$f":"INDEX('Fixture Descriptions'!A:K,MATCH('Inspection Form'!H1501,'Fixture Descriptions'!A:A,0),8)","v":{"$error":"#N/A"}},{"$error":"#N/A"},null,{"$error":"#N/A"},1,null,null,null,{"$f":"IFERROR(IF(AND(INDEX(Inventory!CA:CA,MATCH('Inspection Form'!B1501,Inventory!B:B,0))=\"Not Qualified\",INDEX(Inventory!L:L,MATCH('Inspection Form'!B1501,Inventory!B:B,0))<>\"\",$Q$5<>\"Pre\"),0,BY1501*BZ1501), 0)","v":0},null,{"$error":"#DIV/0!"},{"$error":"#DIV/0!"},1498]
[null,1498,null,null,null,null,null,null,null,null,null,null,null,null,null,null,null,null,null,null,null,null,null,null,null,null,null,null,null,null,null,null,null,null,null,null,null,null,null,null,null,null,null,null,null,null,null,null,null,null,null,null,null,null,null,null,null,null,null,null,null,null,null,null,null,null,null,null,null,null,null,null,null,{"$f":"INDEX('Fixture Descriptions'!A:K,MATCH('Inspection Form'!H1502,'Fixture Descriptions'!A:A,0),8)","v":{"$error":"#N/A"}},{"$error":"#N/A"},null,{"$error":"#N/A"},1,null,null,null,{"$f":"IFERROR(IF(AND(INDEX(Inventory!CA:CA,MATCH('Inspection Form'!B1502,Inventory!B:B,0))=\"Not Qualified\",INDEX(Inventory!L:L,MATCH('Inspection Form'!B1502,Inventory!B:B,0))<>\"\",$Q$5<>\"Pre\"),0,BY1502*BZ1502), 0)","v":0},null,{"$error":"#DIV/0!"},{"$error":"#DIV/0!"},1499]
[null,1499,null,null,null,null,null,null,null,null,null,null,null,null,null,null,null,null,null,null,null,null,null,null,null,null,null,null,null,null,null,null,null,null,null,null,null,null,null,null,null,null,null,null,null,null,null,null,null,null,null,null,null,null,null,null,null,null,null,null,null,null,null,null,null,null,null,null,null,null,null,null,null,{"$f":"INDEX('Fixture Descriptions'!A:K,MATCH('Inspection Form'!H1503,'Fixture Descriptions'!A:A,0),8)","v":{"$error":"#N/A"}},{"$error":"#N/A"},null,{"$error":"#N/A"},1,null,null,null,{"$f":"IFERROR(IF(AND(INDEX(Inventory!CA:CA,MATCH('Inspection Form'!B1503,Inventory!B:B,0))=\"Not Qualified\",INDEX(Inventory!L:L,MATCH('Inspection Form'!B1503,Inventory!B:B,0))<>\"\",$Q$5<>\"Pre\"),0,BY1503*BZ1503), 0)","v":0},null,{"$error":"#DIV/0!"},{"$error":"#DIV/0!"},1500]
[null,1500,null,null,null,null,null,null,null,null,null,null,null,null,null,null,null,null,null,null,null,null,null,null,null,null,null,null,null,null,null,null,null,null,null,null,null,null,null,null,null,null,null,null,null,null,null,null,null,null,null,null,null,null,null,null,null,null,null,null,null,null,null,null,null,null,null,null,null,null,null,null,null,{"$f":"INDEX('Fixture Descriptions'!A:K,MATCH('Inspection Form'!H1504,'Fixture Descriptions'!A:A,0),8)","v":{"$error":"#N/A"}},{"$error":"#N/A"},null,{"$error":"#N/A"},1,null,null,null,{"$f":"IFERROR(IF(AND(INDEX(Inventory!CA:CA,MATCH('Inspection Form'!B1504,Inventory!B:B,0))=\"Not Qualified\",INDEX(Inventory!L:L,MATCH('Inspection Form'!B1504,Inventory!B:B,0))<>\"\",$Q$5<>\"Pre\"),0,BY1504*BZ1504), 0)","v":0},null,{"$error":"#DIV/0!"},{"$error":"#DIV/0!"},1501]

{"sheet":"CPSE PAF","index":9,"n_rows":57,"n_cols":20,"rows_kept":57,"cut":false,"hidden":false,"merged":[[40,2,40,15],[41,2,41,15],[42,2,42,15],[44,2,44,15],[35,2,35,15],[36,2,36,15],[37,2,37,15],[38,2,38,15],[39,2,39,15],[52,2,52,5],[53,2,53,5],[13,9,13,15],[52,7,52,11],[49,7,49,11],[21,2,21,9],[46,2,47,15],[49,2,49,5],[50,2,50,5],[28,2,28,15],[29,2,29,15],[30,2,30,15],[31,2,31,15],[32,2,32,15],[33,2,33,15],[34,2,34,15],[1,3,1,4],[3,3,3,4],[3,6,3,7],[3,8,3,11],[4,3,4,4],[4,6,4,7],[4,8,4,11],[5,3,5,4],[5,6,5,7],[5,8,5,11],[6,3,6,4],[6,6,6,7],[6,8,6,11],[8,3,8,4],[11,3,11,4],[12,3,12,4],[12,12,12,14],[8,8,8,11],[9,8,9,11]]}
[]
[null,null,"CPS Energy Program Name:",{"$f":"Program","v":0}]
[]
[null,null,"Customer/Business Name:",{"$f":"'Project Info'!D5","v":0},null,null,"Contractor Name:"]
[null,null,"Contact Name:",{"$f":"'Project Info'!D9","v":0},null,null,"Contractor Name:"]
[null,null,"Contact Phone:",{"$f":"'Project Info'!D10","v":0},null,null,"Contractor Phone:"]
[null,null,"Contact Email:",{"$f":"'Project Info'!I10","v":0},null,null,"Contractor Email:"]
[]
[null,null,"Incentive To Be Paid To:",{"$f":"'Project Info'!D15","v":0},null,null,null,"Incentive Mailing Address:"]
[]
[]
[null,null,"Submit To:","CPSEnergyCommercial@clearesult.com",null,null,null,"W-9 Received :","Yes",null,null,false]
[]
[null,null,null,null,null,null,null,null,null,"Program Staff Only"]
[null,null,"Building Name","Street Address","CPS Account # ","Retrofit or New Construction (select one)","Measure Type            (select one)","Project Start Date","Project Complete Date","Estimated Demand Reduction (kW)","Estimated Annual Energy Savings (kWh/yr)","Estimated Incentive ($)","Initial (IA) vs. Final (FA)","Date of FA Approval","Program Consultant Initials (FA)","Project ID"]
[null,1,{"$f":"'Project Info'!D4","v":0},{"$f":"'Project Info'!D12","v":0},{"$f":"'Utility Admin'!C33","v":0},{"$f":"ProjectType","v":0},"Lighting",null,null,{"$f":"Summary!D7","v":0},{"$f":"Summary!F7","v":0},{"$f":"Summary!G7","v":0},null,null,null,{"$f":"'Project Info'!D3&'Project Info'!E3","v":"EA-"}]
[null,2]
[null,3]
[null,4]
[null,5]
[null,null,null,null,null,null,null,null,null,{"$f":"SUM(J16:J20)","v":0},{"$f":"SUM(K16:K20)","v":0},{"$f":"SUM(L16:L20)","v":0}]
[null,null,"Please see second page for Program Terms & Conditions and Signature of Confirmation"]
[null,null,null,null,null,null,null,null,null,null,null,null,null,null,null,"page 1 of 2"]
[]
[]
[]
[]
[null,"Program Terms & Conditions:"]
[null,"1.","Programs may be modified or terminated at any time and without notice by CPS Energy."]
[null,"2.","Program requirements and incentive levels are subject to change without notice."]
[null,"3.","The program does not endorse, guarantee or warrant any particular contractor, manufacturer or installation."]
[null,"4.","The customer is responsible for the project application process, from initiation through completion. The customer may designate an agent/primary contact; however, the customer is responsible for ensuring that all equipment requirements, terms and conditions, and program processes are strictly followed. Customer is responsible for, and must sign, the application and agrees to all program requirements including these terms and conditions upon doing so. Customer is responsible for informing program if the assigned contractor changes."]
[null,"5.","The program and CPS Energy assume no responsibility for the performance of the equipment or equipment warranty, the quality of the work, labor and/or materials supplied, and/or the acts or omissions of the participating contractor."]
[null,"6.","Incentives calculated in this application form are based on the scope of work provided by the customer or the active contractor. Any change to the scope of work will result in a change in the incentive amount. The final incentive amount is calculated upon final verification of the work by the program and may vary from estimates. A final review of all of the documentation and calculations will be conducted  prior to the program issuing an incentive check. "]
[null,"7.","The incentive funds offered under the Program are limited to a Program budget. If the Program's budget is fully reserved, Project Application Forms will be placed on a waitlist. When/if additional budget becomes available, waitlisted projects will be reviewed based on the date of Final Application approval by the program."]
[null,"8.","The program is not under any obligation to provide more incentives than the amount reserved by the Project Application Form for any project, even if project achieves greater energy savings by the project than what were estimated.  If budget is still available at the time of project completion, the program may elect to increase the incentive payment up to the incentive calculated by the achieved energy savings."]
[null,"9.","Installations must be completed in accordance with all laws, codes, permits and other applicable requirements under federal, state and local authority. Customer agrees to use only qualified materials approved by the Program. All lighting equipment must be approved by Design Lights Consortium, Energy Star, or Consortium of Energy Efficiency to qualify for incentives. Incentives calculated on this form assume all material will be qualified.  Failure to install qualified material will result in a reduced incentive amount upon project completion.  "]
[null,"10.","Prior to issuing incentive check, the program may conduct a site visit/audit to verify that the installed equipment is eligible and completed. The post-installation inspection, and all aspects related to the site visit/audit, is conducted solely for determining eligibility of the project(s) for participating in the program. The site visit/audit is not a safety review and is not intended for any other purposes than verifying project eligibility. By submitting a Project Application Form to the program, a customer agrees to provide site access to program personnel or its designated agents to the rebated equipment for verifying eligibility."]
[null,"11.","Incentives are paid based on verified demand (kW) and energy savings (kWh). Project invoice and/or final equipment submittals must be provided in order to show proof of purchase of specific makes/models of equipment that will be installed."]
[null,"12.","The program is not responsible for any errors that occur while utilizing forms, tools, or calculators made available to the customer for project application purposes."]
[null,"13.",{"$f":"IF(Program=\"Schools & Inst\",T42,T41)","v":"The customer hereby agrees to indemnify, defend and hold harmless, CPS Energy, its parents, subsidiaries, affiliates, officers, employees, contractors and agents from any and all liability arising from customer’s installation, acts or omissions taken by customer’s contractor, and/or for the actions taken by customer or CPS Energy pursuant to offering these programs."},null,null,null,null,null,null,null,null,null,null,null,null,null,null,null,null,"The customer hereby agrees to indemnify, defend and hold harmless, CPS Energy, its parents, subsidiaries, affiliates, officers, employees, contractors and agents from any and all liability arising from customer’s installation, acts or omissions taken by customer’s contractor, and/or for the actions taken by customer or CPS Energy pursuant to offering these programs."]
[null,"14.","The customer is urged to seek appropriate consultation concerning any tax liabilities that may be associated with the receipt of the incentive. CPS Energy, its parents, subsidiaries, affiliates, officers, employees, contractors and agents are not responsible for any tax liabilities that a customer may incur.",null,null,null,null,null,null,null,null,null,null,null,null,null,null,null,null,"Customer releases CPS Energy and CLEAResult from any loss, damages, costs, and liability arising from any claims related to any products installed or services performed during the installation or maintenance of the Energy Efficiency Measure (EEM).  Neither CPS Energy, CLEAResult, nor Customer shall be liable to each other for any incidental, special, indirect, or consequential damages related to this agreement."]
[null,"15.","1.No energy savings are guaranteed as a result of the purchase and installation of eligible equipment."]
[]
[null,null,"Approval of Project Application Forms and resulting incentive fund reservations are solely within the discretion of the Program. This application form is considered an Initial Project Application (IA) when submitted. Incentive funds estimated on this form are not officially reserved until program has approved them and notified customer of final project application amounts (FA). Also, please note that all savings/incentive estimates are preliminary only and are based on best available information at the time of this application."]
[]
[null,null,"CUSTOMER ACKNOWLEDGEMENT: All information included here is true and correct to the best of my knowledge. I am authorized to commit my organization to reserving incentive funds for these projects in this Program."]
[]
[]
[]
[null,null,"Customer Signature",null,null,null,null,"Program Consultant Signature (FA)"]
[]
[]
[null,null,"Date",null,null,null,null,"Date"]
[]
[]
[null,null,null,null,null,null,null,null,null,null,null,null,null,null,null,"page 2 of 2"]

{"sheet":"DSMT Export","index":10,"n_rows":40,"n_cols":83,"rows_kept":40,"cut":false,"hidden":false,"merged":[[22,1,23,5],[12,0,13,5],[14,0,15,5],[0,1,0,4]]}
[1,"Project Export for DSMT\nUse this sheet to export a lighting project to a CSV file, which can be uploaded into DSMT using the Salesforce Data Import Wizard. Only white cells need to be filled in.",null,null,null,{"$f":"IF(C30=\"UAT\",\"UAT\",\"\")","v":""},null,{"$f":"COUNTA(Inventory!C9:C108)+3","v":3},"Eligible_Measure__c","Application_Premise__c","Enrollment_Application__c","Project_Type__c","OrderLineID","Building_Type__c","Building_Exterior_Area_Type__c","M_Installation_Location__c","Description__c","Annual_Operating_Hours_hours_year__c","Coincident_Factor_PJM_SC__c","Non_Coincident_Peak_Demand_Factor__c","Cooling_System_Type__c","Interior_Space_Area_ft2__c","Exterior_Space_Area_ft2__c","Baseline_Lighting_Power_Density_W_ft2__c","Baseline_Fixture_Code__c","Baseline_Fixture_Quantity__c","Existing_Non_Operating_Fixture_Count__c","Baseline_Control_Strategy__c","Efficient_Lamp_Type__c","Efficient_Fixture_Code__c","Efficient_Fixture_Quantity__c","Efficient_Control_Strategy__c","Model__c","Qualified_Product__c","Measure_Life_years__c","Control_Annual_Energy_Savings_kWh__c","Control_NC_Peak_Demand_Savings_kW__c","Control_SC_Peak_Demand_Savings_kW__c","Fixture_Annual_Energy_Savings_kWh__c","Fixture_NC_Peak_Demand_Savings_kW__c","Fixture_SC_Peak_Demand_Savings_kW__c","Annual_Electric_Energy_Savings_kwh__c","Summer_Coincident_Peak_Demand_Savings_kW__c","Non_Coincident_Peak_Demand_Savings_kW__c","Total_Incentive_New__c",null,{"$f":"I1","v":"Eligible_Measure__c"},{"$f":"J1","v":"Application_Premise__c"},"Enrollment_Application__c","Project_Type__c","OrderLineID","Building_Type__c","Building_Exterior_Area_Type__c","M_Installation_Location__c","Description__c","Annual_Operating_Hours_hours_year__c","Coincident_Factor_PJM_SC__c","Non_Coincident_Peak_Demand_Factor__c","Cooling_System_Type__c","Interior_Space_Area_ft2__c","Exterior_Space_Area_ft2__c","Baseline_Lighting_Power_Density_W_ft2__c","Baseline_Fixture_Code__c","Baseline_Fixture_Quantity__c","Existing_Non_Operating_Fixture_Count__c","Baseline_Control_Strategy__c","Efficient_Lamp_Type__c","Efficient_Fixture_Code__c","Efficient_Fixture_Quantity__c","Efficient_Control_Strategy__c","Model__c","Qualified_Product__c","Measure_Life_years__c","Control_Annual_Energy_Savings_kWh__c","Control_NC_Peak_Demand_Savings_kW__c","Control_SC_Peak_Demand_Savings_kW__c","Fixture_Annual_Energy_Savings_kWh__c","Fixture_NC_Peak_Demand_Savings_kW__c","Fixture_SC_Peak_Demand_Savings_kW__c","Annual_Electric_Energy_Savings_kwh__c","Summer_Coincident_Peak_Demand_Savings_kW__c","Non_Coincident_Peak_Demand_Savings_kW__c",{"$f":"AS1","v":"Total_Incentive_New__c"}]
["Import Instructions",null,null,null,null,null,null,null,{"$f":"E$5","v":""},{"$f":"$C$6","v":0},{"$f":"C$5","v":0},{"$f":"ProjectType","v":0},0,null,null,"Interior","Interior NC Fixture Total",null,null,null,null,{"$f":"SUMIF('Buildings and Areas'!C5:C14,\"Interior\",'Buildings and Areas'!H5:H14)","v":0},null,{"$f":"IFERROR(SUMIF(Inventory!AH112:AH121,\"Interior\",Inventory!AU112:AU121)*1000/'DSMT Export'!V2,0)","v":0},null,null,null,null,{"$f":"IF(AND(ProjectType=\"New Construction\",AP2>0),Q2,\"\")","v":""},null,{"$f":"SUMIF(Inventory!AH112:AH121,\"Interior\",Inventory!J112:J121)","v":0},null,null,null,14,{"$f":"0","v":0},{"$f":"0","v":0},{"$f":"0","v":0},{"$f":"AP2","v":0},{"$f":"AR2","v":0},{"$f":"AQ2","v":0},{"$f":"SUMIF(Inventory!$AH$112:$AH$121,P2,Inventory!$U$112:$U$121)","v":0},{"$f":"SUMIF(Inventory!$AH$112:$AH$121,P2,Inventory!$R$112:$R$121)","v":0},{"$f":"SUMIF(Inventory!$AH$112:$AH$121,P2,Inventory!$O$112:$O$121)","v":0},{"$f":"SUMIF(Inventory!$AH$112:$AH$121,P2,Inventory!$X$112:$X$121)","v":0},null,{"$f":"$E$5","v":""},{"$f":"$C$6","v":0},{"$f":"$C$5","v":0},{"$f":"ProjectType","v":0},0,null,null,"Interior","Interior NC Controls Total",null,null,null,null,null,null,null,null,null,null,null,{"$f":"IF(AND(ProjectType=\"New Construction\",CB2>0),BC2,\"\")","v":""},null,null,null,null,null,14,{"$f":"CB2","v":0},{"$f":"CD2","v":0},{"$f":"CC2","v":0},0,0,0,{"$f":"SUMIF(Inventory!$AH$112:$AH$121,BB2,Inventory!$V$112:$V$121)","v":0},{"$f":"SUMIF(Inventory!$AH$112:$AH$121,BB2,Inventory!$S$112:$S$121)","v":0},{"$f":"SUMIF(Inventory!$AH$112:$AH$121,BB2,Inventory!$P$112:$P$121)","v":0},{"$f":"SUMIF(Inventory!$AH$112:$AH$121,BB2,Inventory!$Y$112:$Y$121)","v":0}]
["Enter the Enrollment Application ID and Application Premise ID below, then use the buttons to create and export the CSV.",null,null,null,null,null,null,null,{"$f":"E$5","v":""},{"$f":"$C$6","v":0},{"$f":"C$5","v":0},0,0,null,null,"Exterior","Exterior NC Fixture Total",null,null,null,null,null,{"$f":"SUMIF('Buildings and Areas'!C5:C14,\"Exterior\",'Buildings and Areas'!H5:H14)","v":0},{"$f":"IFERROR(SUMIF(Inventory!AH112:AH121,\"Exterior\",Inventory!AU112:AU121)*1000/'DSMT Export'!W3,0)","v":0},null,null,null,null,{"$f":"IF(AND(ProjectType=\"New Construction\",AP3>0),Q3,\"\")","v":""},null,{"$f":"SUMIF(Inventory!AH112:AH121,\"Exterior\",Inventory!J112:J121)","v":0},null,null,null,15,{"$f":"0","v":0},{"$f":"0","v":0},{"$f":"0","v":0},{"$f":"AP3","v":0},{"$f":"AR3","v":0},{"$f":"AQ3","v":0},{"$f":"SUMIF(Inventory!$AH$112:$AH$121,P3,Inventory!$U$112:$U$121)","v":0},{"$f":"SUMIF(Inventory!$AH$112:$AH$121,P3,Inventory!$R$112:$R$121)","v":0},{"$f":"SUMIF(Inventory!$AH$112:$AH$121,P3,Inventory!$O$112:$O$121)","v":0},{"$f":"SUMIF(Inventory!$AH$112:$AH$121,P3,Inventory!$X$112:$X$121)","v":0},null,"",0,0,0,0,null,null,"Exterior","Exterior NC Controls Total",null,null,null,null,null,null,null,null,null,null,null,{"$f":"IF(AND(ProjectType=\"New Construction\",CB3>0),BC3,\"\")","v":""},null,null,null,null,null,14,{"$f":"CB3","v":0},{"$f":"CD3","v":0},{"$f":"CC3","v":0},0,0,0,{"$f":"SUMIF(Inventory!$AH$112:$AH$121,BB3,Inventory!$V$112:$V$121)","v":0},{"$f":"SUMIF(Inventory!$AH$112:$AH$121,BB3,Inventory!$S$112:$S$121)","v":0},{"$f":"SUMIF(Inventory!$AH$112:$AH$121,BB3,Inventory!$P$112:$P$121)","v":0},{"$f":"SUMIF(Inventory!$AH$112:$AH$121,BB3,Inventory!$Y$112:$Y$121)","v":0}]
[null,null,null,null,null,null,null,null,{"$f":"$E$5","v":""},{"$f":"$C$6","v":0},{"$f":"$C$5","v":0},0,{"$f":"Inventory!B9","v":1},{"$f":"Inventory!AG9","v":""},{"$f":"IF(ProjectType=\"New Construction\",IF(P4=\"Exterior\",\"Outdoor \",\"\")&Inventory!AM9,\"\")","v":""},{"$f":"Inventory!AH9","v":""},{"$f":"IF(Inventory!D9=\"\",\"\",Inventory!D9)","v":""},{"$f":"Inventory!AI9","v":0},{"$f":"Inventory!AJ9","v":0},{"$f":"Inventory!AK9","v":0},{"$f":"IF(Inventory!AL9<>\"\",Inventory!AL9,\"\")","v":""},{"$f":"IF(AND(Inventory!AN9<>0,P4=\"Interior\"),Inventory!AN9,\"\")","v":""},{"$f":"IF(AND(Inventory!AN9<>0,P4=\"Exterior\"),Inventory!AN9,\"\")","v":""},{"$f":"IFERROR(IF(ProjectType=\"New Construction\",INDEX('Buildings and Areas'!$J$5:$J$14,MATCH(Inventory!C9,'Buildings and Areas'!$B$5:$B$14,0)),\"\"),\"\")","v":""},{"$f":"IF(AND(Inventory!E9<>\"\",ProjectType=\"Retrofit\"),Inventory!E9,\"\")","v":""},{"$f":"IF(AND(Inventory!F9<>\"\",ProjectType=\"Retrofit\"),Inventory!F9,\"\")","v":""},{"$f":"IF(AND(Inventory!G9<>\"\",ProjectType=\"Retrofit\"),Inventory!G9,0)","v":0},{"$f":"IF(AND(Inventory!H9<>\"\",ProjectType=\"Retrofit\"),Inventory!H9,\"None\")","v":"None"},{"$f":"IF(AND(Inventory!BY9=\"LED Replacement Tubes\",$E$40),'Factor Tables'!$H$9,Inventory!BY9)","v":0},{"$f":"Inventory!AD9","v":""},{"$f":"Inventory!J9","v":0},{"$f":"IF(Inventory!K9<>\"\",Inventory!K9,\"None\")","v":"None"},{"$f":"IF(Inventory!M9=\"\",\"\",Inventory!M9)","v":""},{"$f":"IFERROR(IF(MATCH(Inventory!L9,Qualification,0)>0,Inventory!L9),_xlfn.XLOOKUP(LEFT(Inventory!L9,1),'Factor Tables'!$L$4:$L$9,Qualification,\"\"))","v":""},{"$f":"Inventory!AF9","v":0},{"$f":"0","v":0},{"$f":"0","v":0},{"$f":"0","v":0},{"$f":"IF(Inventory!U9<>\"\",Inventory!U9,\"\")","v":0},{"$f":"IF(Inventory!O9<>\"\",Inventory!O9,\"\")","v":0},{"$f":"IF(Inventory!R9<>\"\",Inventory!R9,\"\")","v":0},{"$f":"AM4","v":0},{"$f":"AO4","v":0},{"$f":"AN4","v":0},{"$f":"IF(Inventory!X9<>\"\",Inventory!X9,\"\")","v":0},null,{"$f":"$E$5","v":""},{"$f":"$C$6","v":0},{"$f":"$C$5","v":0},0,{"$f":"Inventory!B9","v":1},{"$f":"Inventory!AG9","v":""},null,{"$f":"Inventory!AH9","v":""},{"$f":"IF(Inventory!D9=\"\",\"\",Inventory!D9)","v":""},{"$f":"Inventory!AI9","v":0},{"$f":"Inventory!AJ9","v":0},{"$f":"Inventory!AK9","v":0},{"$f":"IF(Inventory!AL9<>\"\",Inventory!AL9,\"\")","v":""},null,null,null,null,null,null,{"$f":"IF(AND(Inventory!H9<>\"\",ProjectType=\"Retrofit\"),Inventory!H9,\"None\")","v":"None"},{"$f":"IF(OR(CB4>0,AND(ProjectType=\"New Construction\",Inventory!BG9<1)),\"Lighting Controls\",\"\")","v":""},{"$f":"Inventory!AD9","v":""},{"$f":"Inventory!J9","v":0},{"$f":"IF(Inventory!K9<>\"\",Inventory!K9,\"None\")","v":"None"},null,null,{"$f":"IF(AX4=\"Retrofit\",10,14)","v":14},{"$f":"IF(Inventory!V9<>\"\",Inventory!V9,\"\")","v":0},{"$f":"IF(Inventory!P9<>\"\",Inventory!P9,\"\")","v":0},{"$f":"IF(Inventory!S9<>\"\",Inventory!S9,\"\")","v":0},{"$f":"0","v":0},{"$f":"0","v":0},{"$f":"0","v":0},{"$f":"BV4","v":0},{"$f":"BX4","v":0},{"$f":"BW4","v":0},{"$f":"IF(Inventory!Y9<>\"\",Inventory!Y9,\"\")","v":0}]
[null,"Enrollment Application ID:",null,"abc",{"$f":"IFERROR(INDEX(D33:D40,MATCH(1,(Program='DSMT Export'!B33:B40)*('DSMT Export'!C30='DSMT Export'!C33:C40),0)),\"\")","v":""}]
[null,"Premise ID:",null,"Record Type ID:",{"$f":"IFERROR(INDEX(E33:E40,MATCH(1,(Program='DSMT Export'!B33:B40)*('DSMT Export'!C30='DSMT Export'!C33:C40),0)),\"\")","v":""}]
[]
[]
[]
[]
[]
[]
["The enrollment application record ID can be found by navigating to the Enrollment Application in DSMT in your web browser and copying the ID at the end of the web address (after .com/)."]
[]
["The application premise record ID can be found by navigating to the Application Premise in DSMT in your web browser and copying the ID at the end of the web address (after .com/)."]
[]
[]
["Launching the Import Wizard in Salesforce"]
["1.","Login to Salesforce in the environment you will be testing. "]
["2.","Navigate to Upload MLIs by clicking on the \"+\" sign in the top right corner of the page."]
["3.","Click on the \"Choose File\" button and select the CSV file you created."]
["4.","Select the \"Upload File\" button."]
["5.","An email will be sent to your account once all MLIs are imported. Depending on how large the CSV file is, this may take anywhere between 1-3 hours."]
[]
["Note: You can import multiple CSV files at once. One email will be sent out for each file."]
[]
[]
[]
[]
[null,"DSMT Environment:","PROD",null,"Clear Formulas after MLI creation?","Yes"]
[]
[null,"Program","Environment","Eligible Measure","Record Type ID"]
[null,"Commercial Solutions","PROD","a1r3u0000069Bu7AAE","0123u000000aP5dAAE",null," "]
[null,"Score/CitySmart","PROD","a1r3u0000069DBEAA2","0123u000000aP5dAAE",null," "]
[null,"Commercial Solutions","UAT","a1r79000000A2oYAAS","012790000004PuTAAU",null," "]
[null,"Score/CitySmart","UAT","a1r79000000A6XwAAk","012790000004PuTAAU",null," "]
[]
[]
[]
[null,null,null,"Replace \"LED Replacement Tubes\" with \"Light Emitting Diode (LED)\"?",false]

{"sheet":"Measure_Line_Item__c","index":11,"n_rows":0,"n_cols":0,"rows_kept":0,"cut":false,"hidden":true,"merged":[]}

{"sheet":"Factor Tables","index":12,"n_rows":118,"n_cols":12,"rows_kept":118,"cut":false,"hidden":true,"merged":[[96,1,96,2]]}
[1]
[null,"Operating Hours and Coincidence Factor Table"]
[null,"Building Type","Hours","Summer CF","Non-CF",null,null,"LampType",null,null,"Qualification"]
[null,"Agriculture: Long-Day Lighting",6209,1,1,null,null,"Halogen",null,null,"DLC","D"]
[null,"Agriculture: Non-24 Hour Grow Lighting",5479,1,1,null,null,"High Intensity Discharge (HID)",null,null,"ENERGY STAR","E"]
[null,"Agriculture: Non-24 Hour Supplemented Greenhouse",2000,0,1,null,null,"Integrated-ballast CFL Lamps",null,null,"LightingFacts","L"]
[null,"Data Center",4008,0.85,0.85,null,null,"Integrated-ballast LED Lamps",null,null,"CEE","C"]
[null,"Education: K-12 with Summer Session, College, University, Vocational, and Day Care",3577,0.9,0.9,null,null,"LED Replacement Tubes",null,null,"Other/Exception","O"]
[null,"Education: K-12 with Partial Summer Session",3177,0.84,0.9,null,null,"Light Emitting Diode (LED)",null,null,"Not Qualified","N"]
[null,"Education: K-12 without Summer Session",2777,0.32,0.9,null,null,"Light Emitting Plasma (LEP)"]
[null,"Food Sales: Non-24 Hour Supermarket or Convenience Store",4706,0.9,0.9,null,null,"Linear Fluorescent"]
[null,"Food Service: Full-Service Restaurant",4368,0.9,0.9,null,null,"Modular CFL and CCFL Fixtures"]
[null,"Food Service: Quick-Service Restaurant",6188,0.9,0.9,null,null,"Modular CFL Fixtures"]
[null,"Food Service: 24 Hour Restaurant",7311,0.9,0.9,null,null,"Removed"]
[null,"Health Care: Inpatient",5730,0.81,0.9]
[null,"Health Care: Outpatient",3386,0.71,0.9]
[null,"Health Care: Resident Care and Nursing Home",4271,0.71,0.9]
[null,"Lodging: Hotel/Motel/Dorm, Common Area",6630,0.9,0.9]
[null,"Lodging: Hotel/Motel/Dorm, Room",3055,0.3,0.9]
[null,"Manufacturing: 1 Shift (<70 hr/week)",2786,0.83,0.85]
[null,"Manufacturing: 2 Shift (70-120 hr/week)",5188,0.85,0.85]
[null,"Manufacturing: 3 Shift (>120 hr/week)",6414,0.85,0.85]
[null,"Mercantile: Non-24 Hour Stand-alone Retail",3668,0.9,0.9]
[null,"Mercantile: Enclosed Mall",4813,0.9,0.9]
[null,"Mercantile: Strip Center and Non-Enclosed Mall",3965,0.9,0.9]
[null,"Mercantile: 24 Hour Stand-Alone Retail",6900,0.9,0.9]
[null,"Multifamily: Common Area",4772,0.9,0.9]
[null,"Office",3737,0.86,0.9]
[null,"Parking Garage",7884,1,1]
[null,"Public Assembly",2638,0.65,0.65]
[null,"Public Order and Safety: Jail and Prison",7264,0.9,0.9]
[null,"Public Order and Safety: Other",3472,0.71,0.9]
[null,"Religious Worship",1824,0.65,0.65]
[null,"Service: Excluding Food",3406,0.9,0.9]
[null,"Warehouse: Non-Refrigerated",3501,0.79,0.85]
[null,"Warehouse: Refrigerated",3798,0.79,0.85]
[null,"Other",2638,0.65,0.65]
[null,"Custom",2638,0.65,0.65]
[null,"Outdoor: Dusk-to-Dawn",4161,0,1]
[null,"Outdoor: Less Than Dusk-to-Dawn",1998,0,1]
[null,"Outdoor: Athletic Field and Court",767,0,1]
[null,"Outdoor: Billboard",3470,0,1]
[]
[null,"Power/Energy Adjustment Factors Table"]
[null,"Control Code","CAF RTR","CAF NC"]
[null,"None",0,0]
[null,"OS",0.24,0]
[null,"DL",0.28000000000000003,0.04]
[null,"PT",0.31,7.0000000000000007E-2]
[null,"IT",0.36,0.12]
[null,"NLC",0.49,0.25]
[]
[null,"Interactive Effect Factors"]
[null,null,"Air Conditioned Space ( >41°F)","Med. Temp. Refrigeration (33-41°F)","Low Temp. Refrigeration (-10-10°F)","None"]
[null,"Interactive Effect Factor -Demand",1.1000000000000001,1.25,1.3,1]
[null,"Interactive Effect Factor - Energy",1.05,1.25,1.3,1]
[]
[]
[null,"Code Allowed Lighting Power Density (W/ft2):"]
[null,"Facility Type","Power Density Factor"]
[null,"Agricultural: high intensity sole-source greenhouse","Lighted Floor Area (SqFt):","SqFt",52.16]
[null,"Agricultural: supplemented greenhouse","Lighted Floor Area (SqFt):","SqFt",10.92]
[null,"Agricultural: vertical farming","Lighted Floor Area (SqFt):","SqFt",0]
[null,"Automotive Facility","Lighted Floor Area (SqFt):","SqFt",0.75]
[null,"Convention Center","Lighted Floor Area (SqFt):","SqFt",0.64]
[null,"Courthouse","Lighted Floor Area (SqFt):","SqFt",0.79]
[null,"Dining: Bar/Lounge/Leisure","Lighted Floor Area (SqFt):","SqFt",0.8]
[null,"Dining: Cafeteria","Lighted Floor Area (SqFt):","SqFt",0.76]
[null,"Dining: Family","Lighted Floor Area (SqFt):","SqFt",0.71]
[null,"Dormitory","Lighted Floor Area (SqFt):","SqFt",0.53]
[null,"Exercise Center","Lighted Floor Area (SqFt):","SqFt",0.72]
[null,"Fire Station","Lighted Floor Area (SqFt):","SqFt",0.56000000000000005]
[null,"Gymnasium","Lighted Floor Area (SqFt):","SqFt",0.76]
[null,"Health Care - Clinic","Lighted Floor Area (SqFt):","SqFt",0.81]
[null,"Hospital","Lighted Floor Area (SqFt):","SqFt",0.96]
[null,"Hotel","Lighted Floor Area (SqFt):","SqFt",0.56000000000000005]
[null,"Library","Lighted Floor Area (SqFt):","SqFt",0.83]
[null,"Manufacturing","Lighted Floor Area (SqFt):","SqFt",0.82]
[null,"Motel","Lighted Floor Area (SqFt):","SqFt",0.56000000000000005]
[null,"Motion Picture","Lighted Floor Area (SqFt):","SqFt",0.44]
[null,"Multi-Family","Lighted Floor Area (SqFt):","SqFt",0.45]
[null,"Museum","Lighted Floor Area (SqFt):","SqFt",0.55000000000000004]
[null,"Office","Lighted Floor Area (SqFt):","SqFt",0.64]
[null,"Parking Garage","Lighted Floor Area (SqFt):","SqFt",0.18]
[null,"Penitentiary","Lighted Floor Area (SqFt):","SqFt",0.69]
[null,"Performing Arts","Lighted Floor Area (SqFt):","SqFt",0.84]
[null,"Police Station","Lighted Floor Area (SqFt):","SqFt",0.66]
[null,"Post Office","Lighted Floor Area (SqFt):","SqFt",0.65]
[null,"Religious Buildings","Lighted Floor Area (SqFt):","SqFt",0.67]
[null,"Retail","Lighted Floor Area (SqFt):","SqFt",0.84]
[null,"School/University","Lighted Floor Area (SqFt):","SqFt",0.72]
[null,"Sports Arena","Lighted Floor Area (SqFt):","SqFt",0.76]
[null,"Town Hall","Lighted Floor Area (SqFt):","SqFt",0.69]
[null,"Transportation","Lighted Floor Area (SqFt):","SqFt",0.5]
[null,"Warehouse","Lighted Floor Area (SqFt):","SqFt",0.45]
[null,"Workshop","Lighted Floor Area (SqFt):","SqFt",0.91]
[null,"Power Density Factor Source: ANSI/ASHRAE/IESNA Standard 90.1 -2007 Tbl. 9.5.1, p. 62\n& IECC 2009 Tbl. 505.5.2, p. 59"]
[]
[null,null,null,null,"Power Density Factor"]
[null,"IECC 2018 Exterior Space Type",null,null,"Zone 1","Zone 2","Zone 3","Zone 4"]
[null,"Parking Areas and Drives","Lighted Floor Area (SqFt):","SqFt",0.03,0.04,0.06,0.08]
[null,"Walkways > 10 ft wide, Plaza Areas, and Special Feature Areas","Lighted Floor Area (SqFt):","SqFt",0.1,0.1,0.11,0.14000000000000001]
[null,"Stairways","Lighted Floor Area (SqFt):","SqFt",0.6,0.7,0.7,0.7]
[null,"Pedestrian Tunnels","Lighted Floor Area (SqFt):","SqFt",0.12,0.12,0.14000000000000001,0.21]
[null,"Landscaping","Lighted Floor Area (SqFt):","SqFt",0.03,0.04,0.04,0.04]
[null,"Entry Canopies","Lighted Floor Area (SqFt):","SqFt",0.2,0.25,0.4,0.4]
[null,"Loading Docks","Lighted Floor Area (SqFt):","SqFt",0.35,0.35,0.35,0.35]
[null,"Free-standing and Attached Sales Canopies","Lighted Floor Area (SqFt):","SqFt",0.4,0.4,0.6,0.7]
[null,"Outdoor Sales Areas, Vehicle Sales Lots","Lighted Floor Area (SqFt):","SqFt",0.2,0.2,0.35,0.5]
[null,"Building Facades","Lighted Wall area (SqFt):","SqFt",0,7.4999999999999997E-2,0.113,0.15]
[null,"Entrances and Gatehouse Inspection Stations","Lighted Floor Area (SqFt):","SqFt",0.5,0.5,0.5,0.5]
[null,"Loading Areas for Emergency Vehicles","Lighted Floor Area (SqFt):","SqFt",0.35,0.35,0.35,0.35]
[]
[null,"IECC Zone","Base Allowance (W)"]
[null,"Zone 1",350]
[null,"Zone 2",400]
[null,"Zone 3",500]
[null,"Zone 4",900]

{"sheet":"Utility Admin","index":13,"n_rows":35,"n_cols":49,"rows_kept":35,"cut":false,"hidden":true,"merged":[]}
[1,null,null,null,null,"$/NCPkW","$/NCPkW","$/NCPkW","$/NCPkW","$/NCPkW","$/NCPkW","$/NCPkW","$/NCPkW","$/NCPkW","$/NCPkW","$/NCPkW","$/NCPkW","$/NCPkW","$/NCPkW","$/NCPkW","$/NCPkW","$/NCPkW","$/NCPkW","$/NCPkW","$/NCPkW","$/NCPkW","$/NCPkW","$/kWh","$/kWh","$/kWh","$/kWh","$/kWh","$/kWh","$/kWh","$/kWh","$/kWh","$/kWh","$/kWh","$/kWh","$/kWh","$/kWh","$/kWh","$/kWh","$/kWh","$/kWh","$/kWh","$/kWh","$/kWh","$/kWh"]
[null,null,null,null,null,"Interior","Interior","Interior","Interior","Interior","Interior","Interior","Interior","Interior","Interior","Interior","Exterior","Exterior","Exterior","Exterior","Exterior","Exterior","Exterior","Exterior","Exterior","Exterior","Exterior","Interior","Interior","Interior","Interior","Interior","Interior","Interior","Interior","Interior","Interior","Interior","Exterior","Exterior","Exterior","Exterior","Exterior","Exterior","Exterior","Exterior","Exterior","Exterior","Exterior"]
[null,{"$f":"'Project Info'!D8","v":0},{"$f":"IF(Program=\"\",0,INDEX(C5:C8,MATCH(Program,$B5:$B8,0),1))","v":0},0,0,0,0,0,0,0,0,0,0,0,0,0,0,0,0,0,0,0,0,0,0,0,0,{"$f":"IF(Program=\"\",0,INDEX(AB5:AB8,MATCH(Program,$B5:$B8,0),1))","v":0},0,0,0,0,0,0,0,0,0,0,0,0,0,0,0,0,0,0,0,0,0]
[null,"Program","Max base","Max %","Max incentive","Halogen","High Intensity Discharge (HID)","Integrated-ballast CFL Lamps","Integrated-ballast CCFL Lamps","Modular CFL and CCFL Fixtures","Integrated-ballast LED Lamps","Light Emitting Diode (LED)","LED Replacement Tubes","Linear Fluorescent","New Construction","Lighting Controls","Halogen","High Intensity Discharge (HID)","Integrated-ballast CFL Lamps","Integrated-ballast CCFL Lamps","Modular CFL and CCFL Fixtures","Integrated-ballast LED Lamps","Light Emitting Diode (LED)","LED Replacement Tubes","Linear Fluorescent","New Construction","Lighting Controls","Halogen","High Intensity Discharge (HID)","Integrated-ballast CFL Lamps","Integrated-ballast CCFL Lamps","Modular CFL and CCFL Fixtures","Integrated-ballast LED Lamps","Light Emitting Diode (LED)","LED Replacement Tubes","Linear Fluorescent","New Construction","Lighting Controls","Halogen","High Intensity Discharge (HID)","Integrated-ballast CFL Lamps","Integrated-ballast CCFL Lamps","Modular CFL and CCFL Fixtures","Integrated-ballast LED Lamps","Light Emitting Diode (LED)","LED Replacement Tubes","Linear Fluorescent","New Construction","Lighting Controls"]
[null,"Commercial Solutions",999999,0.6,{"$f":"IF('Project Info'!$D$16=\"\",C5,MIN(D5*'Project Info'!$D$16,C5))","v":999999},200,200,200,200,200,325,325,325,200,325,200,200,200,200,200,200,250,250,250,200,250,200,0.03,0.03,0.03,0.03,0.03,0.05,0.05,0.05,0.03,0.05,0.03,0.03,0.03,0.03,0.03,0.03,0.05,0.05,0.05,0.03,0.05,0.03]
[null,"Score/CitySmart",999999,0.6,{"$f":"IF('Project Info'!$D$16=\"\",C6,MIN(D6*'Project Info'!$D$16,C6))","v":999999},200,200,200,200,200,325,325,325,200,325,200,200,200,200,200,200,250,250,250,200,250,200,0.03,0.03,0.03,0.03,0.03,0.05,0.05,0.05,0.03,0.05,0.03,0.03,0.03,0.03,0.03,0.03,0.05,0.05,0.05,0.03,0.05,0.03]
[]
[]
[]
[]
[]
[]
[]
[]
[]
[]
[]
[]
[]
[]
[]
[]
[]
[]
[]
[]
[]
[]
[]
[]
[]
[null,"<-This should be row 32.   PPI:"]
[null,"Account #:"]
[null,"Name on Account or Tax ID:"]
[null,"PPI Hide Trigger:",true]

{"sheet":"Version Log","index":14,"n_rows":309,"n_cols":7,"rows_kept":309,"cut":false,"hidden":true,"merged":[[1,1,1,5]]}
[1]
[null,"Version Log"]
[]
[null,"Version","Date","Reason for Change","Change Description","Contact, Department","QA/QC Reviewer"]
[null,"23.0.0",null,null,"Created standalone lighting calculator version for CPS Energy based off SLC","Adam Groenhuyzen"]
[null,"23.0.1","2023-03-29",null,"Fixed issue with DSMT sheet protection","Adam Groenhuyzen"]
[null,null,null,null,"Fixed error in NC capped incentive calculation","Adam Groenhuyzen"]
[null,null,null,null,"Corrected bug with import macro not capturing B&A tab","Adam Groenhuyzen"]
[null,null,null,null,"Fixed formula references on Fixture Descriptions","Adam Groenhuyzen"]
[null,null,null,null,"Fixed bug with hide PPI macro referencing wrong cell","Adam Groenhuyzen"]
[null,null,null,null,"Added back F46ILU and F48ILU codes","Adam Groenhuyzen"]
[null,"23.1.0","2023-08-01",null,"EISA Tier 2 updates","Adam Groenhuyzen"]
[null,"24.0.0","2024-01-04",null,"Increased version # for 2024. No major updates.","Adam Groenhuyzen"]
[null,"24.1.0","2024-03-26",null,"Updated DSMT export to create separate MLI for controls","Adam Groenhuyzen"]
[null,null,null,null,"Updated control codes to match new Guidebook version","Adam Groenhuyzen"]
[null,null,null,null,"Updated N/C methodology to default to OS baseline","Adam Groenhuyzen"]
[null,null,null,null,"Removed Control Descriptions sheet","Adam Groenhuyzen"]
[null,"24.2.0","2024-05-02",null,"Updated LPD's for FY25 Guidebook","Adam Groenhuyzen"]
[null,null,"2025-05-23"]
[null,25,"2024-12-26","Update for 2025","Initial release for 2025. No savings adjustments.\nReverted update from 24.3 back to 24.2. The  24.2 bug was not in the VBA, but in AV112-121. It was spitting out a #DIV/0 error which created cascading NC savings errors. This prevented exterior savings from exporting in the create MLI process for retrofit and NC.\nAdded Private Sub Workbook_BeforeClose to \"ThisWorkbook\" VBA code to disable filters in the inventory upon closing workbook. When filters are enabled, hidden rows will not copy over when using the update version macro on the project info tab.","Alex Butterwick","Joshua Chiwuzie & \nMaxwell Carls"]
[null,25.1,"2025-04-01","Update to include FY26 guidebook","Update to FY26 guidebook:\n- Updated building types and AOH table to match guidebook. Added agriculture LPDs to code allowed LPD table.\n- Formulas are already accounting for controls isolation on the pre & post, just like how the guidebook methodology has it in equation 12.1-1,2 ","Alex Butterwick","Joshua Chiwuzie & \nMaxwell Carls"]
[null,25.2,"2025-07-10","Several bug fixes & improvements","- Updated formulas in BK112-121 & BT112-121. This checks if the result is less than 0. If it is, it returns 0 ; otherwise, it returns the original calculation.\n- Resolved issue with inspection form\n- Updated Fixture Descriptions based on the EUMMOT 2023 Standard Fixture Wattage table which is the most up to date fixture code table\n- Fixed the import old workbook macro. Replaced the original version parsing logic with a more flexible approach that correctly reads both `\"v24.1.0 CPS\"` and `\"v25.1 CPS\"` formats from cell **K1**. The new code extracts the numeric version components (major, minor, patch), converts them into a single number (e.g., `25.01`), and compares it to a threshold of `16.02` to validate compatibility. This prevents false \"Incompatible workbook\" errors caused by format changes.","Alex Butterwick"]
[null,26,"2025-12-19","Bug Fix","Updated kW calculations to round to 2 decimals to align with DSMT. kW rounding was causing incentive errors during the upload process.\nMacro to add 1500 lines to the calculator was broken. Rewrote the code to fix.","Alex Butterwick"]
[null,26,"2026-01-26","FY27 update","Updated NC methodology to align with new guidebook. Since the adoption of IECC2021, occupancy sensor (OS) controls or similar technologies are required for most interior non-conditioned spaces. The LSF has already been applying this requirement for several years. However, the SLC’s current method is incorrect; it applies the default OS control only to the post‑retrofit kW and not to the baseline lighting power density (LPD), which results in artificially inflated savings. The default OS control factor should be applied to the entire savings equation—specifically at the AOH/CF step. Any additional control measures beyond occupancy sensing should then be applied only to the post‑retrofit kW.","Alex Butterwick"]
[]
[]
[]
[]
[]
[]
[]
[]
[]
[]
[]
[]
[]
[]
[]
[]
[]
[]
[]
[]
[]
[]
[]
[]
[]
[]
[]
[]
[]
[]
[]
[]
[]
[]
[]
[]
[]
[]
[]
[]
[]
[]
[]
[]
[]
[]
[]
[]
[]
[]
[]
[]
[]
[]
[]
[]
[]
[]
[]
[]
[]
[]
[]
[]
[]
[]
[]
[]
[]
[]
[]
[]
[]
[]
[]
[]
[]
[]
[]
[]
[]
[]
[]
[]
[]
[]
[]
[]
[]
[]
[]
[]
[]
[]
[]
[]
[]
[]
[]
[]
[]
[]
[]
[]
[]
[]
[]
[]
[]
[]
[]
[]
[]
[]
[]
[]
[]
[]
[]
[]
[]
[]
[]
[]
[]
[]
[]
[]
[]
[]
[]
[]
[]
[]
[]
[]
[]
[]
[]
[]
[]
[]
[]
[]
[]
[]
[]
[]
[]
[]
[]
[]
[]
[]
[]
[]
[]
[]
[]
[]
[]
[]
[]
[]
[]
[]
[]
[]
[]
[]
[]
[]
[]
[]
[]
[]
[]
[]
[]
[]
[]
[]
[]
[]
[]
[]
[]
[]
[]
[]
[]
[]
[]
[]
[]
[]
[]
[]
[]
[]
[]
[]
[]
[]
[]
[]
[]
[]
[]
[]
[]
[]
[]
[]
[]
[]
[]
[]
[]
[]
[]
[]
[]
[]
[]
[]
[]
[]
[]
[]
[]
[]
[]
[]
[]
[]
[]
[]
[]
[]
[]
[]
[]
[]
[]
[]
[]
[]
[]
[]
[]
[]
[]
[]
[]
[]
[]
[]
[]
[]
[]
[]
[]
[]
[]
[]
[]
[]
[]
[]
[]
[]
[]
[]
[]
[]
[]
[]
[]
[]
[]
[]
[]
[null,"23.0.0",null,null,"Created standalone version for CPS Energy from SLC","Adam Groenhuyzen"]
[null,"23.0.1"]