## Instructions
1
Instructions
This sheet provides basic instructions for using this calculator. Please contact the utility rebate program staff for further help or questions.
Getting Started
After opening the file, enable macros if prompted. This tool uses macros to format the spreadsheets for different scenarios.
Project Info
- | Start with this sheet. Enter in all relevant information for the project. The minimum required fields are State, Utility, County, and Program; these fields have drop-downs. Once these have been filled in, macros will automatically un-hide the next sheets.
- | The "Reset Workbook" button clears all user-input cells and reverts the calculator back to a "fresh" file.
Inventory
Tips:
- | Move from left to right across the Inventory columns, as several drop-downs depend on the values in prior columns.
- | Do not enter values in grayed-out cells. Conditional formatting will gray out unneeded cells as you go, and values left in these cells will cause errors in the calculation. If a cell becomes grayed out and it is not empty, please clear it out.
1. | Select the Project Type:
| a. | Early Retirement - the replacement of fully-functioning equipment
| b. | New Construction - installation of equipment where there was not previously equipment
| c. | Replace on Burnout - the replacement of broken or not fully-functioning equipment
2. | Select the Building Type. See the "Building Types" tab for descriptions of each building type.
3. | (Early Retirement Only) - Input existing equipment information, including equipment type, cooling capacity, year of manufacture, and quantity of units.
| a. | Cooling capacity may be entered in Btu/hr or tons. Default units will populate but may be changed via drop-down. Ensure that the correct units are selected in column G. 1 Ton = 12,000 Btu/hr
| b. | Heating section type: If applicable to your system, it will change from gray to white. For heat pump systems, this refers to the auxiliary/emergency heating type.
| c. | Quantity: the number of units in the project scope with these characteristics.
| d. | Manufacture year: choose the year the existing equipment was made. If unknown, select "Unknown". If older than the oldest year, select the oldest year.
4. | Enter the new equipment information. Some of these columns are specific to certain types of equipment and will not appear until that equipment has been selected.
| a. | Cooling and heating capacities may be entered in Btu/hr or tons. Default units will populate but may be changed via drop-down. Ensure that the correct units are selected in columns R and T. 1 Ton = 12,000 Btu/hr
| b. | Heating section type: If applicable to your system, it will change from gray to white. For heat pump systems, this refers to the auxiliary/emergency heating type.
|  | - | Elec Res or None: for systems with no heating or electric resistance heating
|  | - | Other: for systems with an alternative heating source (i.e., natural gas)
| c. | Chiller baseline path: For chilled water systems, choose either Path A (favoring full-load efficiency) or Path B (favoring part-load efficiency) compliance. If the chiller qualifies for both paths, choose the option which begets the best incentive. The workbook defaults to path A.
| d. | Redundant Chiller Systems: If the facility has redundant chillers (n+1) and they are sequenced such that, instead of allowing one chiller to operate at full load during peak cooling, the redundant chillers share the peak load while individually operating at partial loads, select "Yes". Otherwise, select "No".
| e. | Enter the full and part load efficiency values for the new equipment. The default efficiency units will auto-populate, but may be changed via drop-down.
|  | - | Efficiencies should be at AHRI standard conditions. For DX systems, these can usually be found on AHRI certificates. For chilled water systems, these should be the IPLV at AHRI 550/590 conditions.
|  | - | "EER" includes values in EER, SEER, IEER, CEER, or BTU/W.
|  | - | "SCOP" is Seasonal Coefficient of Performance (typically only CRAC units).
| f. | For heat pumps, enter the high-heating (47F) efficiency and unit format.
| g. | Enter the quantity of units to be installed.
Notes:
- | Once the Installed Equipment type, capacity, and efficiency format have been filled out, columns AQ-AU will show the program minimum efficiency values in the chosen units.
- | For Early Retirement projects, the installed (capacity x quantity) cannot exceed 120% of the removed (capacity x equipment). A message will appear if this happens, contact program staff if you encounter this situation.
- | The only equipment type change this workbook supports is air cooled chiller to water cooled chiller. For other equipment type changes, please contact program staff for assistance.
1
2
3
4
4a
4b
4c
4d
4e
4f
4g
3a
3b
3c
3d

## Project Info
1 |  | Please fill in highlighted cells to continue. |  |  |  | v26.1
Assessed by:
Enrollment Application:
Project Name:
Project Sponsor:
| State: |  | Utility:
| County: |  | Program:
Climate Zone:
Contact Name:
| Contact Phone: |  | Contact Email:
| Account Number: |  |  | Name on Account:
Project Site Address:
| City: |  |  |  | ZIP Code:
| Incentive Paid to: |  |  | $/kWh | $/kW
| Project Cost: |  | Utility Rates: | 0.1 | 0 |  | Incentive Override: | $/kWh
Project Decription:
Reset Workbook

## Inventory (hidden)
1 | [25 empty] | Note: All residential-sized Air Conditioners & Heat Pumps should be rated in EER2/SEER2/HSPF2. | [5 empty] | Hide | Hide | Hide | Hide | Hide | Hide | Hide |  |  |  | v26.1 | [7 empty] | Hide | Hide | Hide | Hide | Hide | Hide | Hide | Hide | Hide | Hide | Hide | Hide | Hide | Hide | Hide | Hide | Hide | Hide | Hide | Hide | Hide |  |  |  | Hide | Hide | Hide | Hide | Hide | Hide | Hide | Hide | Hide | Hide | Hide | Hide | Hide | Hide | Hide | Hide | Hide | Hide | Hide | Hide | Hide | Hide | Hide | Hide | Hide | Hide | Hide | Hide | Hide | Hide | Hide | Hide | Hide | Hide | Hide | Hide | Hide | Hide | Hide | Hide | Hide | Hide | Hide | Hide | Hide | Hide | Hide | Hide | Hide | Hide | Hide | Hide | Hide | Hide | Hide | Hide | Hide | Hide
CPS Energy Commercial HVAC Calculator | [11 empty] | For calculator to work correctly, please make sure all grey-background input cells are blank. | [26 empty] | NCP kW | Peak kW | kWh | Incentive | Non-Capped Incentive | Total Cost
| Project Name: | [37 empty] | 0 | 0 | 0 | 0 | 0 | 0
| Project Type | Building Type | Removed Equipment | [8 empty] | Installed Equipment | [19 empty] | Baseline Efficiency Overrides |  |  | Weather Factor Overrides |  |  |  | NCP kW | Peak kW | kWh | Incentive | Non-Capped Incentive | Estimated Cost | Minimum Efficiency Required |  |  |  |  | macro triggers | [20 empty] | Weather Factors |  |  | _EFLHZone3
|  |  | Manufacturer | Model # | Serial #(s) | Equipment Type | Cooling Capacity |  | Equipment Detail | # of Units | Manuf Year | Manufacturer | Model # | Serial #(s) | AHRI Reference # | Equipment Type | Cooling Capacity |  | Heating Capacity |  | Equipment Detail | Heating Section Type | Chiller Baseline Path | HP of Condenser Water Pump | HP of Cooling Tower Fan | Cooling Efficiency |  |  | High-Heating Efficiency |  | # of Units | Cooling Efficiency (kW/ton only) |  | Heating Efficiency (COP only) | EFLH,c | EFLH,h | Summer Peak CF | NCF | [6 empty] | Full-Load | Part-Load | Format | Heating | Format | 0 | 0 | 0 | [22 empty] | Efficiencies (kW/ton) | [12 empty] | Savings | [11 empty] | Savings |  |  |  | Incentives |  |  | Early retirement calculations
[7 empty] | Rating | Units | [8 empty] | Rating | Units | Rating | Units | [5 empty] | Full-Load | Part-Load or IPLV | Format | Rating | Format |  | Full-Load | Part-Load | [16 empty] | Heat Pump? | Chiller? | Eqpmt Chg? | ER delta cap | ER ACC to WCC adj | Eq Type List | Pre Tons | Pre Total Tons to use | Pre btuh | Pre capacity range | Year to Use | Pre lookup without capacity | Pre lookup with capacity | Post tons | Post total tons to use | Post btuh | Heating tons | capacity range | Lookup without capacity | Lookup with capacity | New Eq type | Summer Peak CF | EFLH Cooling | EFLH Heating | NCP factor | Pre ER Full | Pre ER Part | Pre ER Heat | Pre ROB Full | Pre ROB Part | Pre ROB Heat | <5.4T,15.2SEER2? | Pre NC Full | Pre NC Part | Pre NC Heat | New Full | New Part | New Heat | ER kW s | ER kW NCP | ER kWh c | ER kWh h | ROB kW s | ROB kW NCP | ROB kWh c | ROB kWh h | NC kW s | NC kW NCP | NC kWh c | NC kWh h | Summer Demand Savings (kW) | NCP Savings | Cooling Energy Savings (kWh) | Heating Energy Savings (kWh) | $/NCP | $/kW | $/kWh | Equipment Age (yrs) | RUL | EUL (yrs) | YearsST | NPV kW s FT | NPV kW s ST | NPV NCP kW FT | NPV NCP kW ST | NPV kWh c FT | NPV kWh c ST | NPV kWh h FT | NPV kWh h ST | NPV kW s Total | NPV kw NCP Total | NPV kWh c Total | NPV kWh h total | NPV kWEUL | NPV kWhEUL | kW s | kW NCP | kWh c | kWh h | Current kWh | Current kW | New kWh
1 | [38 empty] | 0 | 0 | 0 | 0 | 0 | 0 | [5 empty] | 0 | 0 | 0 |  | 0 | EquipmentType | 0 | 0 | 0 | #N/A |  |  | #N/A | 0 | 0 | 0 | 0 | #N/A |  | #N/A | #N/A | - | - | - | 0 | #N/A | #N/A |  | #N/A | #N/A |  | FALSE | #N/A | #N/A |  |  |  |  | #N/A | #N/A | #N/A | 0 | #N/A | #N/A | #N/A | #VALUE! | #N/A | #N/A | #N/A | #VALUE! | 0 | 0 | 0 | 0 | #N/A | #N/A | #N/A |  | #N/A | #N/A | #N/A | #N/A | #N/A | #N/A | #N/A | #N/A | #N/A | #N/A | #N/A | #N/A | #N/A | #N/A | #N/A | #N/A | #N/A | #N/A | #N/A | #N/A | #N/A | 0 | 0 | 0
2 | [38 empty] | 0 | 0 | 0 | 0 | 0 | 0 | [5 empty] | 0 | 0 | 0 |  | 0 | EquipmentType | 0 | 0 | 0 | #N/A |  |  | #N/A | 0 | 0 | 0 | 0 | #N/A |  | #N/A | #N/A | - | - | - | 0 | #N/A | #N/A |  | #N/A | #N/A |  | FALSE | #N/A | #N/A |  |  |  |  | #N/A | #N/A | #N/A | 0 | #N/A | #N/A | #N/A | #VALUE! | #N/A | #N/A | #N/A | #VALUE! | 0 | 0 | 0 | 0 | #N/A | #N/A | #N/A |  | #N/A | #N/A | #N/A | #N/A | #N/A | #N/A | #N/A | #N/A | #N/A | #N/A | #N/A | #N/A | #N/A | #N/A | #N/A | #N/A |  | #N/A | #N/A | #N/A | #N/A | 0 | 0 | 0
3 | [38 empty] | 0 | 0 | 0 | 0 | 0 | 0 | [5 empty] | 0 | 0 | 0 |  | 0 | EquipmentType | 0 | 0 | 0 | #N/A |  |  | #N/A | 0 | 0 | 0 | 0 | #N/A |  | #N/A | #N/A | - | - | - | 0 | #N/A | #N/A |  | #N/A | #N/A |  | FALSE | #N/A | #N/A |  |  |  |  | #N/A | #N/A | #N/A | 0 | #N/A | #N/A | #N/A | #VALUE! | #N/A | #N/A | #N/A | #VALUE! | 0 | 0 | 0 | 0 | #N/A | #N/A | #N/A |  | #N/A | #N/A | #N/A | #N/A | #N/A | #N/A | #N/A | #N/A | #N/A | #N/A | #N/A | #N/A | #N/A | #N/A | #N/A | #N/A | #N/A | #N/A | #N/A | #N/A | #N/A | 0 | 0 | 0
4 | [38 empty] | 0 | 0 | 0 | 0 | 0 | 0 | [5 empty] | 0 | 0 | 0 |  | 0 | EquipmentType | 0 | 0 | 0 | #N/A |  |  | #N/A | 0 | 0 | 0 | 0 | #N/A |  | #N/A | #N/A | - | - | - | 0 | #N/A | #N/A |  | #N/A | #N/A |  | FALSE | #N/A | #N/A |  |  |  |  | #N/A | #N/A | #N/A | 0 | #N/A | #N/A | #N/A | #VALUE! | #N/A | #N/A | #N/A | #VALUE! | 0 | 0 | 0 | 0 | #N/A | #N/A | #N/A |  | #N/A | #N/A | #N/A | #N/A | #N/A | #N/A | #N/A | #N/A | #N/A | #N/A | #N/A | #N/A | #N/A | #N/A | #N/A | #N/A | #N/A | #N/A | #N/A | #N/A | #N/A | 0 | 0 | 0
5 | [38 empty] | 0 | 0 | 0 | 0 | 0 | 0 | [5 empty] | 0 | 0 | 0 |  | 0 | EquipmentType | 0 | 0 | 0 | #N/A |  |  | #N/A | 0 | 0 | 0 | 0 | #N/A |  | #N/A | #N/A | - | - | - | 0 | #N/A | #N/A |  | #N/A | #N/A |  | FALSE | #N/A | #N/A |  |  |  |  | #N/A | #N/A | #N/A | 0 | #N/A | #N/A | #N/A | #VALUE! | #N/A | #N/A | #N/A | #VALUE! | 0 | 0 | 0 | 0 | #N/A | #N/A | #N/A |  | #N/A | #N/A | #N/A | #N/A | #N/A | #N/A | #N/A | #N/A | #N/A | #N/A | #N/A | #N/A | #N/A | #N/A | #N/A | #N/A | #N/A | #N/A | #N/A | #N/A | #N/A | 0 | 0 | 0
6 | [38 empty] | 0 | 0 | 0 | 0 | 0 | 0 | [5 empty] | 0 | 0 | 0 |  | 0 | EquipmentType | 0 | 0 | 0 | #N/A |  |  | #N/A | 0 | 0 | 0 | 0 | #N/A |  | #N/A | #N/A | - | - | - | 0 | #N/A | #N/A |  | #N/A | #N/A |  | FALSE | #N/A | #N/A |  |  |  |  | #N/A | #N/A | #N/A | 0 | #N/A | #N/A | #N/A | #VALUE! | #N/A | #N/A | #N/A | #VALUE! | 0 | 0 | 0 | 0 | #N/A | #N/A | #N/A |  | #N/A | #N/A | #N/A | #N/A | #N/A | #N/A | #N/A | #N/A | #N/A | #N/A | #N/A | #N/A | #N/A | #N/A | #N/A | #N/A | #N/A | #N/A | #N/A | #N/A | #N/A | 0 | 0 | 0
7 | [38 empty] | 0 | 0 | 0 | 0 | 0 | 0 | [5 empty] | 0 | 0 | 0 |  | 0 | EquipmentType | 0 | 0 | 0 | #N/A |  |  | #N/A | 0 | 0 | 0 | 0 | #N/A |  | #N/A | #N/A | - | - | - | 0 | #N/A | #N/A |  | #N/A | #N/A |  | FALSE | #N/A | #N/A |  |  |  |  | #N/A | #N/A | #N/A | 0 | #N/A | #N/A | #N/A | #VALUE! | #N/A | #N/A | #N/A | #VALUE! | 0 | 0 | 0 | 0 | #N/A | #N/A | #N/A |  | #N/A | #N/A | #N/A | #N/A | #N/A | #N/A | #N/A | #N/A | #N/A | #N/A | #N/A | #N/A | #N/A | #N/A | #N/A | #N/A | #N/A | #N/A | #N/A | #N/A | #N/A | 0 | 0 | 0
8 | [38 empty] | 0 | 0 | 0 | 0 | 0 | 0 | [5 empty] | 0 | 0 | 0 |  | 0 | EquipmentType | 0 | 0 | 0 | #N/A |  |  | #N/A | 0 | 0 | 0 | 0 | #N/A |  | #N/A | #N/A | - | - | - | 0 | #N/A | #N/A |  | #N/A | #N/A |  | FALSE | #N/A | #N/A |  |  |  |  | #N/A | #N/A | #N/A | 0 | #N/A | #N/A | #N/A | #VALUE! | #N/A | #N/A | #N/A | #VALUE! | 0 | 0 | 0 | 0 | #N/A | #N/A | #N/A |  | #N/A | #N/A | #N/A | #N/A | #N/A | #N/A | #N/A | #N/A | #N/A | #N/A | #N/A | #N/A | #N/A | #N/A | #N/A | #N/A | #N/A | #N/A | #N/A | #N/A | #N/A | 0 | 0 | 0
9 | [38 empty] | 0 | 0 | 0 | 0 | 0 | 0 | [5 empty] | 0 | 0 | 0 |  | 0 | EquipmentType | 0 | 0 | 0 | #N/A |  |  | #N/A | 0 | 0 | 0 | 0 | #N/A |  | #N/A | #N/A | - | - | - | 0 | #N/A | #N/A |  | #N/A | #N/A |  | FALSE | #N/A | #N/A |  |  |  |  | #N/A | #N/A | #N/A | 0 | #N/A | #N/A | #N/A | #VALUE! | #N/A | #N/A | #N/A | #VALUE! | 0 | 0 | 0 | 0 | #N/A | #N/A | #N/A |  | #N/A | #N/A | #N/A | #N/A | #N/A | #N/A | #N/A | #N/A | #N/A | #N/A | #N/A | #N/A | #N/A | #N/A | #N/A | #N/A | #N/A | #N/A | #N/A | #N/A | #N/A | 0 | 0 | 0
10 | [38 empty] | 0 | 0 | 0 | 0 | 0 | 0 | [5 empty] | 0 | 0 | 0 |  | 0 | EquipmentType | 0 | 0 | 0 | #N/A |  |  | #N/A | 0 | 0 | 0 | 0 | #N/A |  | #N/A | #N/A | - | - | - | 0 | #N/A | #N/A |  | #N/A | #N/A |  | FALSE | #N/A | #N/A |  |  |  |  | #N/A | #N/A | #N/A | 0 | #N/A | #N/A | #N/A | #VALUE! | #N/A | #N/A | #N/A | #VALUE! | 0 | 0 | 0 | 0 | #N/A | #N/A | #N/A |  | #N/A | #N/A | #N/A | #N/A | #N/A | #N/A | #N/A | #N/A | #N/A | #N/A | #N/A | #N/A | #N/A | #N/A | #N/A | #N/A | #N/A | #N/A | #N/A | #N/A | #N/A | 0 | 0 | 0
11 | [38 empty] | 0 | 0 | 0 | 0 | 0 | 0 | [5 empty] | 0 | 0 | 0 |  | 0 | EquipmentType | 0 | 0 | 0 | #N/A |  |  | #N/A | 0 | 0 | 0 | 0 | #N/A |  | #N/A | #N/A | - | - | - | 0 | #N/A | #N/A |  | #N/A | #N/A |  | FALSE | #N/A | #N/A |  |  |  |  | #N/A | #N/A | #N/A | 0 | #N/A | #N/A | #N/A | #VALUE! | #N/A | #N/A | #N/A | #VALUE! | 0 | 0 | 0 | 0 | #N/A | #N/A | #N/A |  | #N/A | #N/A | #N/A | #N/A | #N/A | #N/A | #N/A | #N/A | #N/A | #N/A | #N/A | #N/A | #N/A | #N/A | #N/A | #N/A | #N/A | #N/A | #N/A | #N/A | #N/A | 0 | 0 | 0
12 | [38 empty] | 0 | 0 | 0 | 0 | 0 | 0 | [5 empty] | 0 | 0 | 0 |  | 0 | EquipmentType | 0 | 0 | 0 | #N/A |  |  | #N/A | 0 | 0 | 0 | 0 | #N/A |  | #N/A | #N/A | - | - | - | 0 | #N/A | #N/A |  | #N/A | #N/A |  | FALSE | #N/A | #N/A |  |  |  |  | #N/A | #N/A | #N/A | 0 | #N/A | #N/A | #N/A | #VALUE! | #N/A | #N/A | #N/A | #VALUE! | 0 | 0 | 0 | 0 | #N/A | #N/A | #N/A |  | #N/A | #N/A | #N/A | #N/A | #N/A | #N/A | #N/A | #N/A | #N/A | #N/A | #N/A | #N/A | #N/A | #N/A | #N/A | #N/A | #N/A | #N/A | #N/A | #N/A | #N/A | 0 | 0 | 0
13 | [38 empty] | 0 | 0 | 0 | 0 | 0 | 0 | [5 empty] | 0 | 0 | 0 |  | 0 | EquipmentType | 0 | 0 | 0 | #N/A |  |  | #N/A | 0 | 0 | 0 | 0 | #N/A |  | #N/A | #N/A | - | - | - | 0 | #N/A | #N/A |  | #N/A | #N/A |  | FALSE | #N/A | #N/A |  |  |  |  | #N/A | #N/A | #N/A | 0 | #N/A | #N/A | #N/A | #VALUE! | #N/A | #N/A | #N/A | #VALUE! | 0 | 0 | 0 | 0 | #N/A | #N/A | #N/A |  | #N/A | #N/A | #N/A | #N/A | #N/A | #N/A | #N/A | #N/A | #N/A | #N/A | #N/A | #N/A | #N/A | #N/A | #N/A | #N/A | #N/A | #N/A | #N/A | #N/A | #N/A | 0 | 0 | 0
14 | [38 empty] | 0 | 0 | 0 | 0 | 0 | 0 | [5 empty] | 0 | 0 | 0 |  | 0 | EquipmentType | 0 | 0 | 0 | #N/A |  |  | #N/A | 0 | 0 | 0 | 0 | #N/A |  | #N/A | #N/A | - | - | - | 0 | #N/A | #N/A |  | #N/A | #N/A |  | FALSE | #N/A | #N/A |  |  |  |  | #N/A | #N/A | #N/A | 0 | #N/A | #N/A | #N/A | #VALUE! | #N/A | #N/A | #N/A | #VALUE! | 0 | 0 | 0 | 0 | #N/A | #N/A | #N/A |  | #N/A | #N/A | #N/A | #N/A | #N/A | #N/A | #N/A | #N/A | #N/A | #N/A | #N/A | #N/A | #N/A | #N/A | #N/A | #N/A | #N/A | #N/A | #N/A | #N/A | #N/A | 0 | 0 | 0
15 | [38 empty] | 0 | 0 | 0 | 0 | 0 | 0 | [5 empty] | 0 | 0 | 0 |  | 0 | EquipmentType | 0 | 0 | 0 | #N/A |  |  | #N/A | 0 | 0 | 0 | 0 | #N/A |  | #N/A | #N/A | - | - | - | 0 | #N/A | #N/A |  | #N/A | #N/A |  | FALSE | #N/A | #N/A |  |  |  |  | #N/A | #N/A | #N/A | 0 | #N/A | #N/A | #N/A | #VALUE! | #N/A | #N/A | #N/A | #VALUE! | 0 | 0 | 0 | 0 | #N/A | #N/A | #N/A |  | #N/A | #N/A | #N/A | #N/A | #N/A | #N/A | #N/A | #N/A | #N/A | #N/A | #N/A | #N/A | #N/A | #N/A | #N/A | #N/A | #N/A | #N/A | #N/A | #N/A | #N/A | 0 | 0 | 0
16 | [38 empty] | 0 | 0 | 0 | 0 | 0 | 0 | [5 empty] | 0 | 0 | 0 |  | 0 | EquipmentType | 0 | 0 | 0 | #N/A |  |  | #N/A | 0 | 0 | 0 | 0 | #N/A |  | #N/A | #N/A | - | - | - | 0 | #N/A | #N/A |  | #N/A | #N/A |  | FALSE | #N/A | #N/A |  |  |  |  | #N/A | #N/A | #N/A | 0 | #N/A | #N/A | #N/A | #VALUE! | #N/A | #N/A | #N/A | #VALUE! | 0 | 0 | 0 | 0 | #N/A | #N/A | #N/A |  | #N/A | #N/A | #N/A | #N/A | #N/A | #N/A | #N/A | #N/A | #N/A | #N/A | #N/A | #N/A | #N/A | #N/A | #N/A | #N/A | #N/A | #N/A | #N/A | #N/A | #N/A | 0 | 0 | 0
17 | [38 empty] | 0 | 0 | 0 | 0 | 0 | 0 | [5 empty] | 0 | 0 | 0 |  | 0 | EquipmentType | 0 | 0 | 0 | #N/A |  |  | #N/A | 0 | 0 | 0 | 0 | #N/A |  | #N/A | #N/A | - | - | - | 0 | #N/A | #N/A |  | #N/A | #N/A |  | FALSE | #N/A | #N/A |  |  |  |  | #N/A | #N/A | #N/A | 0 | #N/A | #N/A | #N/A | #VALUE! | #N/A | #N/A | #N/A | #VALUE! | 0 | 0 | 0 | 0 | #N/A | #N/A | #N/A |  | #N/A | #N/A | #N/A | #N/A | #N/A | #N/A | #N/A | #N/A | #N/A | #N/A | #N/A | #N/A | #N/A | #N/A | #N/A | #N/A | #N/A | #N/A | #N/A | #N/A | #N/A | 0 | 0 | 0
18 | [38 empty] | 0 | 0 | 0 | 0 | 0 | 0 | [5 empty] | 0 | 0 | 0 |  | 0 | EquipmentType | 0 | 0 | 0 | #N/A |  |  | #N/A | 0 | 0 | 0 | 0 | #N/A |  | #N/A | #N/A | - | - | - | 0 | #N/A | #N/A |  | #N/A | #N/A |  | FALSE | #N/A | #N/A |  |  |  |  | #N/A | #N/A | #N/A | 0 | #N/A | #N/A | #N/A | #VALUE! | #N/A | #N/A | #N/A | #VALUE! | 0 | 0 | 0 | 0 | #N/A | #N/A | #N/A |  | #N/A | #N/A | #N/A | #N/A | #N/A | #N/A | #N/A | #N/A | #N/A | #N/A | #N/A | #N/A | #N/A | #N/A | #N/A | #N/A | #N/A | #N/A | #N/A | #N/A | #N/A | 0 | 0 | 0
19 | [38 empty] | 0 | 0 | 0 | 0 | 0 | 0 | [5 empty] | 0 | 0 | 0 |  | 0 | EquipmentType | 0 | 0 | 0 | #N/A |  |  | #N/A | 0 | 0 | 0 | 0 | #N/A |  | #N/A | #N/A | - | - | - | 0 | #N/A | #N/A |  | #N/A | #N/A |  | FALSE | #N/A | #N/A |  |  |  |  | #N/A | #N/A | #N/A | 0 | #N/A | #N/A | #N/A | #VALUE! | #N/A | #N/A | #N/A | #VALUE! | 0 | 0 | 0 | 0 | #N/A | #N/A | #N/A |  | #N/A | #N/A | #N/A | #N/A | #N/A | #N/A | #N/A | #N/A | #N/A | #N/A | #N/A | #N/A | #N/A | #N/A | #N/A | #N/A | #N/A | #N/A | #N/A | #N/A | #N/A | 0 | 0 | 0
20 | [38 empty] | 0 | 0 | 0 | 0 | 0 | 0 | [5 empty] | 0 | 0 | 0 |  | 0 | EquipmentType | 0 | 0 | 0 | #N/A |  |  | #N/A | 0 | 0 | 0 | 0 | #N/A |  | #N/A | #N/A | - | - | - | 0 | #N/A | #N/A |  | #N/A | #N/A |  | FALSE | #N/A | #N/A |  |  |  |  | #N/A | #N/A | #N/A | 0 | #N/A | #N/A | #N/A | #VALUE! | #N/A | #N/A | #N/A | #VALUE! | 0 | 0 | 0 | 0 | #N/A | #N/A | #N/A |  | #N/A | #N/A | #N/A | #N/A | #N/A | #N/A | #N/A | #N/A | #N/A | #N/A | #N/A | #N/A | #N/A | #N/A | #N/A | #N/A | #N/A | #N/A | #N/A | #N/A | #N/A | 0 | 0 | 0
21 | [38 empty] | 0 | 0 | 0 | 0 | 0 | 0 | [5 empty] | 0 | 0 | 0 |  | 0 | EquipmentType | 0 | 0 | 0 | #N/A |  |  | #N/A | 0 | 0 | 0 | 0 | #N/A |  | #N/A | #N/A | - | - | - | 0 | #N/A | #N/A |  | #N/A | #N/A |  | FALSE | #N/A | #N/A |  |  |  |  | #N/A | #N/A | #N/A | 0 | #N/A | #N/A | #N/A | #VALUE! | #N/A | #N/A | #N/A | #VALUE! | 0 | 0 | 0 | 0 | #N/A | #N/A | #N/A |  | #N/A | #N/A | #N/A | #N/A | #N/A | #N/A | #N/A | #N/A | #N/A | #N/A | #N/A | #N/A | #N/A | #N/A | #N/A | #N/A | #N/A | #N/A | #N/A | #N/A | #N/A | 0 | 0 | 0
22 | [38 empty] | 0 | 0 | 0 | 0 | 0 | 0 | [5 empty] | 0 | 0 | 0 |  | 0 | EquipmentType | 0 | 0 | 0 | #N/A |  |  | #N/A | 0 | 0 | 0 | 0 | #N/A |  | #N/A | #N/A | - | - | - | 0 | #N/A | #N/A |  | #N/A | #N/A |  | FALSE | #N/A | #N/A |  |  |  |  | #N/A | #N/A | #N/A | 0 | #N/A | #N/A | #N/A | #VALUE! | #N/A | #N/A | #N/A | #VALUE! | 0 | 0 | 0 | 0 | #N/A | #N/A | #N/A |  | #N/A | #N/A | #N/A | #N/A | #N/A | #N/A | #N/A | #N/A | #N/A | #N/A | #N/A | #N/A | #N/A | #N/A | #N/A | #N/A | #N/A | #N/A | #N/A | #N/A | #N/A | 0 | 0 | 0
23 | [38 empty] | 0 | 0 | 0 | 0 | 0 | 0 | [5 empty] | 0 | 0 | 0 |  | 0 | EquipmentType | 0 | 0 | 0 | #N/A |  |  | #N/A | 0 | 0 | 0 | 0 | #N/A |  | #N/A | #N/A | - | - | - | 0 | #N/A | #N/A |  | #N/A | #N/A |  | FALSE | #N/A | #N/A |  |  |  |  | #N/A | #N/A | #N/A | 0 | #N/A | #N/A | #N/A | #VALUE! | #N/A | #N/A | #N/A | #VALUE! | 0 | 0 | 0 | 0 | #N/A | #N/A | #N/A |  | #N/A | #N/A | #N/A | #N/A | #N/A | #N/A | #N/A | #N/A | #N/A | #N/A | #N/A | #N/A | #N/A | #N/A | #N/A | #N/A | #N/A | #N/A | #N/A | #N/A | #N/A | 0 | 0 | 0
24 | [38 empty] | 0 | 0 | 0 | 0 | 0 | 0 | [5 empty] | 0 | 0 | 0 |  | 0 | EquipmentType | 0 | 0 | 0 | #N/A |  |  | #N/A | 0 | 0 | 0 | 0 | #N/A |  | #N/A | #N/A | - | - | - | 0 | #N/A | #N/A |  | #N/A | #N/A |  | FALSE | #N/A | #N/A |  |  |  |  | #N/A | #N/A | #N/A | 0 | #N/A | #N/A | #N/A | #VALUE! | #N/A | #N/A | #N/A | #VALUE! | 0 | 0 | 0 | 0 | #N/A | #N/A | #N/A |  | #N/A | #N/A | #N/A | #N/A | #N/A | #N/A | #N/A | #N/A | #N/A | #N/A | #N/A | #N/A | #N/A | #N/A | #N/A | #N/A | #N/A | #N/A | #N/A | #N/A | #N/A | 0 | 0 | 0
25 | [38 empty] | 0 | 0 | 0 | 0 | 0 | 0 | [5 empty] | 0 | 0 | 0 |  | 0 | EquipmentType | 0 | 0 | 0 | #N/A |  |  | #N/A | 0 | 0 | 0 | 0 | #N/A |  | #N/A | #N/A | - | - | - | 0 | #N/A | #N/A |  | #N/A | #N/A |  | FALSE | #N/A | #N/A |  |  |  |  | #N/A | #N/A | #N/A | 0 | #N/A | #N/A | #N/A | #VALUE! | #N/A | #N/A | #N/A | #VALUE! | 0 | 0 | 0 | 0 | #N/A | #N/A | #N/A |  | #N/A | #N/A | #N/A | #N/A | #N/A | #N/A | #N/A | #N/A | #N/A | #N/A | #N/A | #N/A | #N/A | #N/A | #N/A | #N/A | #N/A | #N/A | #N/A | #N/A | #N/A | 0 | 0 | 0

## Summary (hidden)
1
Project Name:
|  |  | Total Quantity | Total Non-Coinc kW | Total Peak kW | Total kWh | Total Incentive
|  |  | 0 | 0 | 0 | 0 | 0
|  | EUL | Quantity | Non-Coinc kW | Peak kW | kWh | Incentive
| Chiller Air Cooled - Centrifugal | 25 | 0 | 0 | 0 | 0 | 0
| Chiller Air Cooled - Screw/Scroll/Reciprocating | 20 | 0 | 0 | 0 | 0 | 0
| Chiller Water Cooled - Centrifugal | 25 | 0 | 0 | 0 | 0 | 0
| Chiller Water Cooled - Screw/Scroll/Reciprocating | 20 | 0 | 0 | 0 | 0 | 0
| DX AC/HP | 15 | 0 | 0 | 0 | 0 | 0
| Room AC/HP | 9 | 0 | 0 | 0 | 0 | 0
| Version: | v26.1
Restore PPI
Show/Hide Overrides
DSMT Export

## Report (hidden)
1
Energy Efficiency Assessment
-
Prepared for: [Company Name]
Contact Name:
Contact Phone:
Contact Email:
| Est. Project Cost | 0 | Est. Annual Energy Savings | 0
| Est. Utility Incentive Rate/kWh | 0 | Simple Payback (years) | 0
| Est. Utility Incentive* | 0 | Total # of Units | 0
#N/A
The undersigned person hereby represents that he/she has received L.O.I. & Project Application and is authorized to commit the Customer to participate in the Program.
Incentive to be Paid to:
| Authorized Signature |  | Printed Name | Date
CLEAResult makes no warranties, whether expressed or implied, nor assumes any legal liability or responsibility for the accuracy, completeness, or usefulness of the contents of this Energy Efficiency Assessment. These calculations are based on the rates displayed below. These calculations are not exact and should only be used to formulate a decision on whether or not to pursue an HVAC retrofit.
2026-06-01
Rate:
| 0 | $/kW
| 0.1 | $/kWh
Building Type:
Project Description:
| Estimated Project Cost |  | Energy Savings
| Est. Project Cost | 0 | Est. kW Savings | 0
| Est. Utility Incentive | 0 | Est. kWh Savings | 0
| Est. Project Cost after Incentive | 0 | Est. Annual Energy Savings | 0
| Payback & Return on Investment |  | Cost of Waiting
| Simple Payback (years) | 0 | Monthly | 0
| Return on Investment | 0% | Annually | 0
CLEAResult makes this tool available to participants in our Energy Efficiency programs. CLEAResult makes no warranties, whether expressed or implied, nor assumes any legal liability or responsibility for the accuracy, completeness, or usefulness of the contents of this Energy Efficiency Assessment. These calculations are based on the rates displayed above. These calculations are not exact and should only be used to formulate a decision on whether or not to pursue an HVAC retrofit.
[5 empty] | Existing |  | Post-Retrofit |  | Existing | 0
[5 empty] | kW | kWh | kW | kWh | Retrofit | 0
[5 empty] | 0 | 0 | 0 | 0 | Cost of Waiting | 0
[9 empty] | Y-Axis | X-Axis
[9 empty] | ANNUAL COST OF WAITING! | 0
[9 empty] | Annual Cost after Retrofit | 0
[9 empty] | Annual Cost before Retrofit | 0
|  | Totals: |  | Totals:
| Est. Demand Reduction (kW) : | 0 | Est. Total Year 1 Cash Flow : | 0
| Est. Energy Reduction (kWh) : | 0 | Est. Total Year 5 Cash Flow : | 0
| Est. Annual $ Savings : | 0 | Est. Total Year 10 Cash Flow : | 0
| Est. Project Cost : | 0 | Est. Total Year 15 Cash Flow : | 0
| Est. Program Incentive : | 0
[5 empty] | Year 1 | 0 | 0
[5 empty] | Year 5 | 0 | 0
[5 empty] | Year 10 | 0 | 0
[5 empty] | Year 15 | 0 | 0
Annual Carbon Impact
Your energy efficiency opportunity's estimated energy savings is roughly equivalent to the annual carbon dioxide emissions reduction of:
[5 empty] | CO2 Equivalency Type |  |  | kWh | CO2 (Tons) | Equivalency
[5 empty] | Acres of Forest |  |  | 0 | 0 | 0
[5 empty] | Recyc Tons of Waste |  |  | 0 | 0 | 0
[5 empty] | Passenger Vehicles |  |  | 0 | 0 | 0
[5 empty] | Homes Worth of Elec |  |  | 0 | 0 | 0
[5 empty] | Tanker Trucks of Gas |  |  | 0 | 0 | 0
NOTES

## Inspection Form (hidden)
1 |  | HVAC INSPECTION FORM | [8 empty] | Project: | [6 empty] | Pre Inspection
|  | Post Inspection | [15 empty] | Post Inspection
|  | Project Type | Building Type | Removed Equipment | [6 empty] | Installed Equipment
|  |  |  | Make / Model # | Equipment Type | Cooling Capacity |  | Equipment Detail | # of Units | Manuf Year | Make / Model # | Serial # | Equipment Type | Cooling Capacity |  | Equipment Detail | Heating Section Type | # of Units | HP of Condenser Water Pump | HP of Cooling Tower Fan
[6 empty] | Units | Rating | [6 empty] | Units | Rating
| 1 | [19 empty] | 0
| 2 | [19 empty] | 0
| 3 | [19 empty] | 0
| 4 | [19 empty] | 0
| 5 | [19 empty] | 0
| 6 | [19 empty] | 0
| 7 | [19 empty] | 0
| 8 | [19 empty] | 0
| 9 | [19 empty] | 0
| 10 | [19 empty] | 0
| 11 | [19 empty] | 0
| 12 | [19 empty] | 0
| 13 | [19 empty] | 0
| 14 | [19 empty] | 0
| 15 | [19 empty] | 0
| 16 | [19 empty] | 0
| 17 | [19 empty] | 0
| 18 | [19 empty] | 0
| 19 | [19 empty] | 0
| 20 | [19 empty] | 0
| 21 | [19 empty] | 0
| 22 | [19 empty] | 0
| 23 | [19 empty] | 0
| 24 | [19 empty] | 0
| 25 | [19 empty] | 0
0

## Building Types (hidden)
1 | Building Type | Principal Building Activity | Definition | Detailed Business Type Examples | Average Floor Area (ft2) | Average # of Floors | Cooling EFLH - DX Systems | Cooling EFLH - Air-Cooled Chillers | Cooling EFLH - Water-Cooled Chillers
| Education | College | Buildings used for academic or technical classroom instruction, such as elementary, middle, or high schools, and classroom buildings on college or university campuses. Buildings on education campuses for which the main use is not classroom are included in the category relating to their use. For example, administration buildings are part of "Office," dormitories are "Lodging," and libraries are "Public Assembly." | 1) College or University | Not specified | Not specified | 2101 | 2173 | 3894
2) Career or Vocational Training
3) Adult Education
|  | Primary School |  | 1) Elementary or Middle School (grade 8 or lower) | 73960 | 1 | 1633 | 915 | 1716
2) Preschool or Daycare
|  | Secondary School |  | 1) High School | 210887 | 2 | 1429 | 1477 | 2647
2) Religious Education
| Food Sales | Convenience | Buildings used for retail or wholesale of food. | 1) Gas Station with a Convenience Store | Not specified | 1 | 2307 | - | -
|  | Supermarket |  | 2) Convenience Store | 45000 | 1 | 829 | - | -
| Food Service | Full-Service Restaurant | Buildings used for preparation and sale of food and beverages for consumption. | 1) Restaurant or Cafeteria | 5500 | 1 | 2249 | - | -
|  | 24-Hr Full Service |  |  |  |  | 2548 | - | -
|  | Quick-Service Restaurant |  | 1) Fast Food | 2500 | 1 | 1996 | - | -
|  | 24-Hr Quick Service |  |  |  |  | 2311 | - | -
| Healthcare | Hospital | Buildings used as diagnostic and treatment facilities for inpatient care. | 1) Hospital | 241351 | 5 | 3534 | 3115 | 4015
2) Inpatient Rehabilitation
|  | Outpatient Healthcare | Buildings used as diagnostic and treatment facilities for outpatient care. Medical offices are included here if they use any type of diagnostic medical equipment (if they do not, they are categorized as an office building). | 1) Medical Office | 40946 | 3 | 2925 | - | -
2) Clinic or Outpatient Health Care
3) Veterinarian
| Large Multifamily | Midrise Apartment | Buildings containing multifamily dwelling units, having multiple stories, and equipped with elevators. | No sub-categories collected. | 33740 | 4 | 2429 | 1378 | 2528
| Lodging | Large Hotel | Buildings used to offer multiple accommodations for short-term or long-term residents, including skilled nursing and other residential care buildings. | 1) Motel or Inn | 122120 | 6 | 2600 | 2595 | 3180
2) Hotel
3) Dormitory, Fraternity, or Sorority
|  | Nursing Home |  | 4) Retirement Home, Nursing Home, Assisted Living, or other Residential Care | Not specified | Not specified | 2467 | 1400 | 2568
|  | Small Hotel/Motel |  | 5) Convent or Monastery | 43200 | 4 | 2421 | - | -
| Mercantile | Stand-Alone Retail | Buildings used for the sale and display of goods other than food. | 1) Retail Store | 24962 | 1 | 1554 | 1184 | 1652
2) Beer, Wine, or Liquor Store
3) Rental Center
4) Dealership or Showroom for Vehicles or Boats
5) Studio or Gallery
|  | Strip Mall | Shopping malls comprised of multiple connected establishments. | 1) Strip Shopping Center | 22500 | 1 | 1467 | - | -
2) Enclosed Malls
| Office | Large Office | Buildings used for general office space, professional office, or administrative offices. Medical offices are included here if they do not use any type of diagnostic medical equipment (if they do, they are categorized as an outpatient health care building). | 1) Administrative or Professional Office | 498588 | 12 | 2866 | 2009 | 2401
2) Government Office
3) Mixed-Use Office
4) Bank or Other Financial Institution
5) Medical Office
6) Sales Office
7) Contractor’s Office (e.g. Construction, Plumbing, HVAC)
8) Non-Profit or Social Services
9) Research and Development
10) City Hall or City Center
|  | Medium Office |  | 11) Religious Office | 53628 | 3 | 1523 | - | -
|  | Small Office |  | 12) Call Center | 5500 | 1 | 1598 | - | -
| Public Assembly | Public Assembly | Buildings in which people gather for social or recreational activities, whether in private or non-private meeting halls. | 1) Social or Meeting (e.g. Community Center, Lodge, Meeting Hall, Convention Center, Senior Center) | Not specified | Not specified | 2196 | 1231 | 2307
2) Recreation (e.g. Gymnasium, Health Club, Bowling Alley, Ice Rink, Field House, Indoor Racquet Sports)
3) Entertainment or Culture (e.g. Museum, Theater, Cinema, Sports Arena, Casino, Night Club)
4) Library
5) Funeral Home
6) Student Activities Center
7) Armory
8) Exhibition Hall
9) Broadcasting Studio
10) Transportation Terminal
| Religious Worship | Religious Worship | Buildings in which people gather for religious activities, (such as chapels, churches, mosques, synagogues, and temples). | No sub-categories collected. | Not specified | Not specified | 602 | 713 | 994
| Other | Other | For building types not explicitly listed | Values used for Other are the most conservative values from the explicitly listed building types | Not specified | Not specified | 602 | 713 | 994
| Service | Service | Buildings in which some type of service is provided, other than food service or retail sales of goods. | 1) Vehicle Service or Vehicle Repair Shop | Not specified | Not specified | 1742 | - | -
2) Vehicle Storage/Maintenance
3) Repair Shop
4) Dry Cleaner or Laundromat
5) Post Office or Postal Center
6) Car Wash
7) Gas Station with no Convenience Store
8) Photo Processing Shop
9) Beauty Parlor or Barber Shop
10) Tanning Salon
11) Copy Center or Printing Shop
12) Kennel
| Warehouse | Warehouse | Buildings used to store goods, manufactured products, merchandise, raw materials, or personal belongings (such as self-storage). | 1) Refrigerated Warehouse | 52045 | 1 | 718 | - | -
2) Non-refrigerated warehouse
3) Distribution or Shipping Center
| Manufacturing | Manufacturing | Buildings used for manufacturing or industrial production processes. | 1) Factory 2) Production Facility 3) Assembly Plant | Not specified | Not specified | - | 2009 | 2401

## DSMT Export (hidden)
Project Export for DSMT Use this sheet to export a lighting project to a CSV file, which can be uploaded into DSMT using the Salesforce Data Import Wizard. |  |  | Enrollment_Application__c | Application_Premise__c | Eligible_Measure__c | RecordTypeId | Project_Type__c | Building_Type__c | Climate_Zone__c | EFLH_Cooling__c | EFLH_Heating__c | Non_Coincident_Peak_Demand_Factor__c | Coincident_Factor_PJM_SC__c | Coincident_Factor_PJM_WC__c | Existing_Manufacturer__c | Existing_Model__c | Existing_System_Type__c | Manufactured_Year__c | Existing_Equipment_Age_years__c | Manufacturer__c | Model__c | AHRI_Number__c | System_Type__c | Equipment_Type__c | Reverse_Cycle__c | Louvered_Sides__c | Casement_Window__c | Compressor_Control_Type__c | Chiller_Operating_Condition__c | Existing_Quantity__c | Quantity__c | Existing_Energy_Efficiency_Ratio__c | Baseline_EER__c | Efficient_Energy_Efficiency_Ratio__c | Existing_Design_Efficiency_kW_ton__c | Baseline_Design_Efficiency_kW_ton__c | Efficient_Design_Efficiency_kW_ton__c | Existing_Seasonal_Energy_Ratio__c | Baseline_SEER__c | Efficient_Seasonal_Energy_Ratio__c | Existing_IEER__c | Baseline_IEER__c | Efficient_IEER__c | Existing_IPLV__c | Baseline_IPLV__c | Efficient_IPLV__c | Existing_COP__c | Baseline_COP__c | Efficient_COP__c | Existing_Heat_Seasonal_Prfrmnce_Factor__c | Baseline_HSPF__c | Efficient_Heat_Seasonal_Prfrmnce_Factor__c | Existing_Cooling_Capacity_BTUH__c | Existing_Cooling_Capacity_tons__c | Cooling_BTUH__c | Cooling_Capacity_tons__c | Existing_Heating_Capacity_Btu_hr__c | Heating_BTUH__c | Measure_Life_years__c | Non_Coincident_Peak_Demand_Savings_kW__c | Summer_Coincident_Peak_Demand_Savings_kW__c | WC_Peak_Demand_Savings_kW__c | Annual_Electric_Energy_Savings_kwh__c | Total_Incentive_New__c
Import Instructions |  |  | 0 | 0 | #N/A | #N/A | 0 | 0 | 0 | - | 0 | 0 | - | 0 | [5 empty] | 0 | 0 | 0 | #N/A | #N/A | #N/A | #N/A | #N/A |  |  |  | 0 |  |  |  |  | #N/A | [8 empty] | #N/A | [9 empty] | 0 | 0 |  |  | #N/A | 0 | 0 | 0 | 0 | 0
Enter the Enrollment Application ID and Application Premise ID below, then use the buttons to create and export the CSV. |  |  | 0 | 0 | #N/A | #N/A | 0 | 0 | 0 | - | 0 | 0 | - | 0 | [5 empty] | 0 | 0 | 0 | #N/A | #N/A | #N/A | #N/A | #N/A |  |  |  | 0 |  |  |  |  | #N/A | [8 empty] | #N/A | [9 empty] | 0 | 0 |  |  | #N/A | 0 | 0 | 0 | 0 | 0
|  |  | 0 | 0 | #N/A | #N/A | 0 | 0 | 0 | - | 0 | 0 | - | 0 | [5 empty] | 0 | 0 | 0 | #N/A | #N/A | #N/A | #N/A | #N/A |  |  |  | 0 |  |  |  |  | #N/A | [8 empty] | #N/A | [9 empty] | 0 | 0 |  |  | #N/A | 0 | 0 | 0 | 0 | 0
| Enrollment Application ID: |  | 0 | 0 | #N/A | #N/A | 0 | 0 | 0 | - | 0 | 0 | - | 0 | [5 empty] | 0 | 0 | 0 | #N/A | #N/A | #N/A | #N/A | #N/A |  |  |  | 0 |  |  |  |  | #N/A | [8 empty] | #N/A | [9 empty] | 0 | 0 |  |  | #N/A | 0 | 0 | 0 | 0 | 0
| Application Premise ID: |  | 0 | 0 | #N/A | #N/A | 0 | 0 | 0 | - | 0 | 0 | - | 0 | [5 empty] | 0 | 0 | 0 | #N/A | #N/A | #N/A | #N/A | #N/A |  |  |  | 0 |  |  |  |  | #N/A | [8 empty] | #N/A | [9 empty] | 0 | 0 |  |  | #N/A | 0 | 0 | 0 | 0 | 0
|  |  | 0 | 0 | #N/A | #N/A | 0 | 0 | 0 | - | 0 | 0 | - | 0 | [5 empty] | 0 | 0 | 0 | #N/A | #N/A | #N/A | #N/A | #N/A |  |  |  | 0 |  |  |  |  | #N/A | [8 empty] | #N/A | [9 empty] | 0 | 0 |  |  | #N/A | 0 | 0 | 0 | 0 | 0
|  |  | 0 | 0 | #N/A | #N/A | 0 | 0 | 0 | - | 0 | 0 | - | 0 | [5 empty] | 0 | 0 | 0 | #N/A | #N/A | #N/A | #N/A | #N/A |  |  |  | 0 |  |  |  |  | #N/A | [8 empty] | #N/A | [9 empty] | 0 | 0 |  |  | #N/A | 0 | 0 | 0 | 0 | 0
|  |  | 0 | 0 | #N/A | #N/A | 0 | 0 | 0 | - | 0 | 0 | - | 0 | [5 empty] | 0 | 0 | 0 | #N/A | #N/A | #N/A | #N/A | #N/A |  |  |  | 0 |  |  |  |  | #N/A | [8 empty] | #N/A | [9 empty] | 0 | 0 |  |  | #N/A | 0 | 0 | 0 | 0 | 0
|  |  | 0 | 0 | #N/A | #N/A | 0 | 0 | 0 | - | 0 | 0 | - | 0 | [5 empty] | 0 | 0 | 0 | #N/A | #N/A | #N/A | #N/A | #N/A |  |  |  | 0 |  |  |  |  | #N/A | [8 empty] | #N/A | [9 empty] | 0 | 0 |  |  | #N/A | 0 | 0 | 0 | 0 | 0
|  |  | 0 | 0 | #N/A | #N/A | 0 | 0 | 0 | - | 0 | 0 | - | 0 | [5 empty] | 0 | 0 | 0 | #N/A | #N/A | #N/A | #N/A | #N/A |  |  |  | 0 |  |  |  |  | #N/A | [8 empty] | #N/A | [9 empty] | 0 | 0 |  |  | #N/A | 0 | 0 | 0 | 0 | 0
The enrollment application record ID can be found by navigating to the Enrollment Application in DSMT in your web browser and copying the ID at the end of the web address (after .com/). |  |  | 0 | 0 | #N/A | #N/A | 0 | 0 | 0 | - | 0 | 0 | - | 0 | [5 empty] | 0 | 0 | 0 | #N/A | #N/A | #N/A | #N/A | #N/A |  |  |  | 0 |  |  |  |  | #N/A | [8 empty] | #N/A | [9 empty] | 0 | 0 |  |  | #N/A | 0 | 0 | 0 | 0 | 0
|  |  | 0 | 0 | #N/A | #N/A | 0 | 0 | 0 | - | 0 | 0 | - | 0 | [5 empty] | 0 | 0 | 0 | #N/A | #N/A | #N/A | #N/A | #N/A |  |  |  | 0 |  |  |  |  | #N/A | [8 empty] | #N/A | [9 empty] | 0 | 0 |  |  | #N/A | 0 | 0 | 0 | 0 | 0
The application premise record ID can be found by navigating to the Application Premise in DSMT in your web browser and copying the ID at the end of the web address (after .com/). |  |  | 0 | 0 | #N/A | #N/A | 0 | 0 | 0 | - | 0 | 0 | - | 0 | [5 empty] | 0 | 0 | 0 | #N/A | #N/A | #N/A | #N/A | #N/A |  |  |  | 0 |  |  |  |  | #N/A | [8 empty] | #N/A | [9 empty] | 0 | 0 |  |  | #N/A | 0 | 0 | 0 | 0 | 0
|  |  | 0 | 0 | #N/A | #N/A | 0 | 0 | 0 | - | 0 | 0 | - | 0 | [5 empty] | 0 | 0 | 0 | #N/A | #N/A | #N/A | #N/A | #N/A |  |  |  | 0 |  |  |  |  | #N/A | [8 empty] | #N/A | [9 empty] | 0 | 0 |  |  | #N/A | 0 | 0 | 0 | 0 | 0
|  |  | 0 | 0 | #N/A | #N/A | 0 | 0 | 0 | - | 0 | 0 | - | 0 | [5 empty] | 0 | 0 | 0 | #N/A | #N/A | #N/A | #N/A | #N/A |  |  |  | 0 |  |  |  |  | #N/A | [8 empty] | #N/A | [9 empty] | 0 | 0 |  |  | #N/A | 0 | 0 | 0 | 0 | 0
Launching the Import Wizard in Salesforce |  |  | 0 | 0 | #N/A | #N/A | 0 | 0 | 0 | - | 0 | 0 | - | 0 | [5 empty] | 0 | 0 | 0 | #N/A | #N/A | #N/A | #N/A | #N/A |  |  |  | 0 |  |  |  |  | #N/A | [8 empty] | #N/A | [9 empty] | 0 | 0 |  |  | #N/A | 0 | 0 | 0 | 0 | 0
1. | Login to Salesforce in the environment you will be testing. |  | 0 | 0 | #N/A | #N/A | 0 | 0 | 0 | - | 0 | 0 | - | 0 | [5 empty] | 0 | 0 | 0 | #N/A | #N/A | #N/A | #N/A | #N/A |  |  |  | 0 |  |  |  |  | #N/A | [8 empty] | #N/A | [9 empty] | 0 | 0 |  |  | #N/A | 0 | 0 | 0 | 0 | 0
2. | Navigate to Upload MLIs by clicking on the "+" sign in the top right corner of the page. |  | 0 | 0 | #N/A | #N/A | 0 | 0 | 0 | - | 0 | 0 | - | 0 | [5 empty] | 0 | 0 | 0 | #N/A | #N/A | #N/A | #N/A | #N/A |  |  |  | 0 |  |  |  |  | #N/A | [8 empty] | #N/A | [9 empty] | 0 | 0 |  |  | #N/A | 0 | 0 | 0 | 0 | 0
3. | Click on the "Choose File" button and select the CSV file you created. |  | 0 | 0 | #N/A | #N/A | 0 | 0 | 0 | - | 0 | 0 | - | 0 | [5 empty] | 0 | 0 | 0 | #N/A | #N/A | #N/A | #N/A | #N/A |  |  |  | 0 |  |  |  |  | #N/A | [8 empty] | #N/A | [9 empty] | 0 | 0 |  |  | #N/A | 0 | 0 | 0 | 0 | 0
4. | Select the "Upload File" button. |  | 0 | 0 | #N/A | #N/A | 0 | 0 | 0 | - | 0 | 0 | - | 0 | [5 empty] | 0 | 0 | 0 | #N/A | #N/A | #N/A | #N/A | #N/A |  |  |  | 0 |  |  |  |  | #N/A | [8 empty] | #N/A | [9 empty] | 0 | 0 |  |  | #N/A | 0 | 0 | 0 | 0 | 0
5. | An email will be sent to your account once all MLIs are imported. Depending on how large the CSV file is, this may take anywhere between 1-3 hours. |  | 0 | 0 | #N/A | #N/A | 0 | 0 | 0 | - | 0 | 0 | - | 0 | [5 empty] | 0 | 0 | 0 | #N/A | #N/A | #N/A | #N/A | #N/A |  |  |  | 0 |  |  |  |  | #N/A | [8 empty] | #N/A | [9 empty] | 0 | 0 |  |  | #N/A | 0 | 0 | 0 | 0 | 0
|  |  | 0 | 0 | #N/A | #N/A | 0 | 0 | 0 | - | 0 | 0 | - | 0 | [5 empty] | 0 | 0 | 0 | #N/A | #N/A | #N/A | #N/A | #N/A |  |  |  | 0 |  |  |  |  | #N/A | [8 empty] | #N/A | [9 empty] | 0 | 0 |  |  | #N/A | 0 | 0 | 0 | 0 | 0
Note: You can import multiple CSV files at once. One email will be sent out for each file. |  |  | 0 | 0 | #N/A | #N/A | 0 | 0 | 0 | - | 0 | 0 | - | 0 | [5 empty] | 0 | 0 | 0 | #N/A | #N/A | #N/A | #N/A | #N/A |  |  |  | 0 |  |  |  |  | #N/A | [8 empty] | #N/A | [9 empty] | 0 | 0 |  |  | #N/A | 0 | 0 | 0 | 0 | 0
|  |  | 0 | 0 | #N/A | #N/A | 0 | 0 | 0 | - | 0 | 0 | - | 0 | [5 empty] | 0 | 0 | 0 | #N/A | #N/A | #N/A | #N/A | #N/A |  |  |  | 0 |  |  |  |  | #N/A | [8 empty] | #N/A | [9 empty] | 0 | 0 |  |  | #N/A | 0 | 0 | 0 | 0 | 0
Advanced Controls |  |  | 0 | 0 | #N/A | #N/A | 0 | 0 | 0 | - | 0 | 0 | - | 0 | [5 empty] | 0 | 0 | 0 | #N/A | #N/A | #N/A | #N/A | #N/A |  |  |  | 0 |  |  |  |  | #N/A | [8 empty] | #N/A | [9 empty] | 0 | 0 |  |  | #N/A | 0 | 0 | 0 | 0 | 0
| DSMT Environment: | PROD
1. Create MLI's
2. Export CSV

## Measure_Line_Item__c (hidden)
Enrollment_Application__c | Application_Premise__c | Eligible_Measure__c | RecordTypeId | Project_Type__c | Building_Type__c | Climate_Zone__c | EFLH_Cooling__c | EFLH_Heating__c | Non_Coincident_Peak_Demand_Factor__c | Coincident_Factor_PJM_SC__c | Coincident_Factor_PJM_WC__c | Existing_Manufacturer__c | Existing_Model__c | Existing_System_Type__c | Manufactured_Year__c | Existing_Equipment_Age_years__c | Manufacturer__c | Model__c | AHRI_Number__c | System_Type__c | Equipment_Type__c | Reverse_Cycle__c | Louvered_Sides__c | Casement_Window__c | Compressor_Control_Type__c | Chiller_Operating_Condition__c | Existing_Quantity__c | Quantity__c | Baseline_EER__c | Efficient_Energy_Efficiency_Ratio__c | Existing_Energy_Efficiency_Ratio__c | Baseline_Design_Efficiency_kW_ton__c | Efficient_Design_Efficiency_kW_ton__c | Existing_Design_Efficiency_kW_ton__c | Baseline_SEER__c | Efficient_Seasonal_Energy_Ratio__c | Existing_Seasonal_Energy_Ratio__c | Baseline_IEER__c | Efficient_IEER__c | Existing_IEER__c | Baseline_IPLV__c | Efficient_IPLV__c | Existing_IPLV__c | Baseline_COP__c | Efficient_COP__c | Existing_COP__c | Baseline_HSPF__c | Efficient_Heat_Seasonal_Prfrmnce_Factor__c | Existing_Heat_Seasonal_Prfrmnce_Factor__c | Existing_Cooling_Capacity_BTUH__c | Existing_Cooling_Capacity_tons__c | Cooling_BTUH__c | Cooling_Capacity_tons__c | Existing_Heating_Capacity_Btu_hr__c | Heating_BTUH__c | Measure_Life_years__c | Non_Coincident_Peak_Demand_Savings_kW__c | Summer_Coincident_Peak_Demand_Savings_kW__c | WC_Peak_Demand_Savings_kW__c | Annual_Electric_Energy_Savings_kwh__c | Total_Incentive_New__c
a2379000000AMD6 | a0879000001Sjfq | a1r79000000A6XIAA0 | 012790000004Q0JAAU | Early Retirement | Education (College/University) | 3 | 2101 | 251 | 1.12 | 1.08 | 0 |  |  | Unitary Heat Pump | 2007 | 15 | test make | test model | 123456 | [7 empty] | 2 | 2 | 11 | 12.5 | 12.5 | 1.0909 | 0.96 | 1.2121 |  |  |  | 12 | 15 | 10.1 | 1 | 0.8 | 1.1881 | 3.3 | 3.5 | 3.2 |  |  |  | 120000 | 10 | 120000 | 10 | 130000 | 130000 | 15 | 3.584 | 3.456 | 0 | 10566 | 1782.7

## Unitary (hidden)
|  | UnitaryAirConditioner |  |  |  | UnitaryAirConditioner |  |  |  | UnitaryAirConditioner |  |  |  | UnitaryAirConditioner |  |  |  | UnitaryAirConditioner |  |  |  | UnitaryAirConditioner |  |  |  | UnitaryAirConditioner |  |  |  | UnitaryAirConditioner |  |  |  | UnitaryAirConditioner |  |  |  | UnitaryAirConditioner |  |  |  | UnitaryAirConditioner |  |  |  | UnitaryAirConditioner |  |  |  | UnitaryAirConditioner |  |  |  | UnitaryAirConditioner |  |  |  | UnitaryAirConditioner |  |  |  | UnitaryAirConditioner |  |  |  |  | UnitaryHeatPump | [5 empty] | UnitaryHeatPump | [5 empty] | UnitaryHeatPump | [5 empty] | UnitaryHeatPump | [5 empty] | UnitaryHeatPump | [5 empty] | UnitaryHeatPump | [5 empty] | UnitaryHeatPump | [5 empty] | UnitaryHeatPump | [5 empty] | UnitaryHeatPump | [5 empty] | UnitaryHeatPump | [5 empty] | UnitaryHeatPump | [5 empty] | UnitaryHeatPump | [5 empty] | UnitaryHeatPump | [5 empty] | UnitaryHeatPump | [5 empty] | UnitaryHeatPump | [5 empty] | UnitaryHeatPump
|  | Split |  |  |  | Packaged |  |  |  | Split |  |  |  | Packaged |  |  |  | Split |  |  |  | ElecResorNone |  |  |  | Other | [7 empty] | ElecResorNone |  |  |  | Other | [7 empty] | ElecResorNone |  |  |  | Other | [7 empty] | ElecResorNone |  |  |  | Other |  |  |  |  | Split | [5 empty] | Packaged | [5 empty] | Split | [5 empty] | Packaged | [11 empty] | ElecResorNone | [5 empty] | Other | [11 empty] | ElecResorNone | [5 empty] | Other | [11 empty] | ElecResorNone | [5 empty] | Other | [11 empty] | ElecResorNone | [5 empty] | Other
|  | Lessthan45kbtuh |  |  |  | Lessthan65kbtuh |  |  |  | 45to65kbtuh |  |  |  | 45to65kbtuh |  |  |  | 65to135kbtuh |  |  |  | 65to135kbtuh |  |  |  | 65to135kbtuh |  |  |  | 135to240kbtuh |  |  |  | 135to240kbtuh |  |  |  | 135to240kbtuh |  |  |  | 240to760kbtuh |  |  |  | 240to760kbtuh |  |  |  | 240to760kbtuh |  |  |  | Greaterthan760kbtuh |  |  |  | Greaterthan760kbtuh |  |  |  | Greaterthan760kbtuh |  |  |  |  | Lessthan65kbtuh | [5 empty] | Lessthan65kbtuh | [5 empty] | 45to65kbtuh | [5 empty] | 45to65kbtuh | [5 empty] | 65to135kbtuh | [5 empty] | 65to135kbtuh | [5 empty] | 65to135kbtuh | [5 empty] | 135to240kbtuh | [5 empty] | 135to240kbtuh | [5 empty] | 135to240kbtuh | [5 empty] | 240to760kbtuh | [5 empty] | 240to760kbtuh | [5 empty] | 240to760kbtuh | [5 empty] | Greaterthan760kbtuh | [5 empty] | Greaterthan760kbtuh | [5 empty] | Greaterthan760kbtuh
|  | UnitaryAirConditionerSplitLessthan45kbtuh |  |  |  | UnitaryAirConditionerPackagedLessthan65kbtuh |  |  |  | UnitaryAirConditionerSplit45to65kbtuh |  |  |  | UnitaryAirConditionerPackaged45to65kbtuh |  |  |  | UnitaryAirConditionerSplit65to135kbtuh |  |  |  | UnitaryAirConditionerElecResorNone65to135kbtuh |  |  |  | UnitaryAirConditionerOther65to135kbtuh |  |  |  | UnitaryAirConditioner135to240kbtuh |  |  |  | UnitaryAirConditionerElecResorNone135to240kbtuh |  |  |  | UnitaryAirConditionerOther135to240kbtuh |  |  |  | UnitaryAirConditioner240to760kbtuh |  |  |  | UnitaryAirConditionerElecResorNone240to760kbtuh |  |  |  | UnitaryAirConditionerOther240to760kbtuh |  |  |  | UnitaryAirConditionerGreaterthan760kbtuh |  |  |  | UnitaryAirConditionerElecResorNoneGreaterthan760kbtuh |  |  |  | UnitaryAirConditionerOtherGreaterthan760kbtuh |  |  |  |  | UnitaryHeatPumpSplitLessthan65kbtuh | [5 empty] | UnitaryHeatPumpPackagedLessthan65kbtuh | [5 empty] | UnitaryHeatPumpSplit45to65kbtuh | [5 empty] | UnitaryHeatPumpPackaged45to65kbtuh | [5 empty] | UnitaryHeatPump65to135kbtuh | [5 empty] | UnitaryHeatPumpElecResorNone65to135kbtuh | [5 empty] | UnitaryHeatPumpOther65to135kbtuh | [5 empty] | UnitaryHeatPump135to240kbtuh | [5 empty] | UnitaryHeatPumpElecResorNone135to240kbtuh | [5 empty] | UnitaryHeatPumpOther135to240kbtuh | [5 empty] | UnitaryHeatPump240to760kbtuh | [5 empty] | UnitaryHeatPumpElecResorNone240to760kbtuh | [5 empty] | UnitaryHeatPumpOther240to760kbtuh | [5 empty] | UnitaryHeatPumpGreaterthan760kbtuh | [5 empty] | UnitaryHeatPumpElecResorNoneGreaterthan760kbtuh | [5 empty] | UnitaryHeatPumpOtherGreaterthan760kbtuh
BaselineRow | Manuf. Year | EER2 | SEER2 | Full Load | Part Load | EER2 | SEER2 | Full Load | Part Load | EER2 | SEER2 | Full Load | Part Load | EER2 | SEER2 | Full Load | Part Load | EER | IEER | Full Load | Part Load | EER | IEER | Full Load | Part Load | EER | IEERadj | Full Load | Part Load | EER | IEERadj | Full Load | Part Load | EER | IEERadj | Full Load | Part Load | EER | IEERadj | Full Load | Part Load | EER | IEERadj | Full Load | Part Load | EER | IEERadj | Full Load | Part Load | EER | IEERadj | Full Load | Part Load | EER | IEERadj | Full Load | Part Load | EER | IEERadj | Full Load | Part Load | EER | IEERadj | Full Load | Part Load | Applicable Standard | EER2 | SEER2 | HSPF2 | Full Load | Part Load | Heating | EER2 | SEER2 | HSPF2 | Full Load | Part Load | Heating | EER2 | SEER2 | HSPF2 | Full Load | Part Load | Heating | EER2 | SEER2 | HSPF2 | Full Load | Part Load | Heating | EER | IEER | COP | Full Load | Part Load | Heating | EER | IEER | COP | Full Load | Part Load | Heating | EER | IEERadj | COP | Full Load | Part Load | Heating | EER | IEERadj | COP | Full Load | Part Load | Heating | EER | IEERadj | COP | Full Load | Part Load | Heating | EER | IEERadj | COP | Full Load | Part Load | Heating | EER | IEERadj | COP | Full Load | Part Load | Heating | EER | IEERadj | COP | Full Load | Part Load | Heating | EER | IEERadj | COP | Full Load | Part Load | Heating | EER | IEERadj | COP | Full Load | Part Load | Heating | EER | IEERadj | COP | Full Load | Part Load | Heating | EER | IEERadj | COP | Full Load | Part Load | Heating | Applicable Standard
1997 | 1997 | 7.8 | 9.5 | 1.5385 | 1.2632 | 7.5 | 9.2 | 1.6 | 1.3043 | 7.8 | 9.5 | 1.5385 | 1.2632 | 7.5 | 9.2 | 1.6 | 1.3043 | 8.9 | 9.1 | 1.3483 | 1.3187 | [8 empty] | 8.3 | 8.5 | 1.4458 | 1.4118 | [8 empty] | 8.3 | 8.4 | 1.4458 | 1.4286 | [8 empty] | 8 | 8.1 | 1.5 | 1.4815 | [8 empty] | ASHRAE 90.1--1989 (as of Jan. 1, 1992) | 7.8 | 9.5 | 5.7 | 1.5385 | 1.2632 | 2.1053 | 7.5 | 9.2 | 5.6 | 1.6 | 1.3043 | 2.1429 | 7.8 | 9.5 | 5.7 | 1.5385 | 1.2632 | 2.1053 | 7.5 | 9.2 | 5.6 | 1.6 | 1.3043 | 2.1429 | 8.9 | 9.1 | 3 | 1.3483 | 1.3187 | 1.1723 | [12 empty] | 8.3 | 8.5 | 3 | 1.4458 | 1.4118 | 1.1723 | [12 empty] | 8.3 | 8.4 | 3 | 1.4458 | 1.4286 | 1.1723 | [12 empty] | 8.5 | 8.6 | 3 | 1.4118 | 1.3953 | 1.1723 | [12 empty] | ASHRAE 90.1--1989 (as of Jan. 1, 1992)
1998 | 1998 | 7.8 | 9.5 | 1.5385 | 1.2632 | 7.5 | 9.2 | 1.6 | 1.3043 | 7.8 | 9.5 | 1.5385 | 1.2632 | 7.5 | 9.2 | 1.6 | 1.3043 | 8.9 | 9.1 | 1.3483 | 1.3187 | [8 empty] | 8.3 | 8.5 | 1.4458 | 1.4118 | [8 empty] | 8.3 | 8.4 | 1.4458 | 1.4286 | [8 empty] | 8 | 8.1 | 1.5 | 1.4815 | [8 empty] | ASHRAE 90.1--1989 (as of Jan. 1, 1992) | 7.8 | 9.5 | 5.7 | 1.5385 | 1.2632 | 2.1053 | 7.5 | 9.2 | 5.6 | 1.6 | 1.3043 | 2.1429 | 7.8 | 9.5 | 5.7 | 1.5385 | 1.2632 | 2.1053 | 7.5 | 9.2 | 5.6 | 1.6 | 1.3043 | 2.1429 | 8.9 | 9.1 | 3 | 1.3483 | 1.3187 | 1.1723 | [12 empty] | 8.3 | 8.5 | 3 | 1.4458 | 1.4118 | 1.1723 | [12 empty] | 8.3 | 8.4 | 3 | 1.4458 | 1.4286 | 1.1723 | [12 empty] | 8.5 | 8.6 | 3 | 1.4118 | 1.3953 | 1.1723 | [12 empty] | ASHRAE 90.1--1989 (as of Jan. 1, 1992)
1999 | 1999 | 7.8 | 9.5 | 1.5385 | 1.2632 | 7.5 | 9.2 | 1.6 | 1.3043 | 7.8 | 9.5 | 1.5385 | 1.2632 | 7.5 | 9.2 | 1.6 | 1.3043 | 8.9 | 9.1 | 1.3483 | 1.3187 | [8 empty] | 8.3 | 8.5 | 1.4458 | 1.4118 | [8 empty] | 8.3 | 8.4 | 1.4458 | 1.4286 | [8 empty] | 8 | 8.1 | 1.5 | 1.4815 | [8 empty] | ASHRAE 90.1--1989 (as of Jan. 1, 1992) | 7.8 | 9.5 | 5.7 | 1.5385 | 1.2632 | 2.1053 | 7.5 | 9.2 | 5.6 | 1.6 | 1.3043 | 2.1429 | 7.8 | 9.5 | 5.7 | 1.5385 | 1.2632 | 2.1053 | 7.5 | 9.2 | 5.6 | 1.6 | 1.3043 | 2.1429 | 8.9 | 9.1 | 3 | 1.3483 | 1.3187 | 1.1723 | [12 empty] | 8.3 | 8.5 | 2.9 | 1.4458 | 1.4118 | 1.2128 | [12 empty] | 8.3 | 8.4 | 2.9 | 1.4458 | 1.4286 | 1.2128 | [12 empty] | 8.5 | 8.6 | 2.9 | 1.4118 | 1.3953 | 1.2128 | [12 empty] | ASHRAE 90.1--1989 (as of Jan. 1, 1992)
2000 | 2000 | 7.8 | 9.5 | 1.5385 | 1.2632 | 7.5 | 9.2 | 1.6 | 1.3043 | 7.8 | 9.5 | 1.5385 | 1.2632 | 7.5 | 9.2 | 1.6 | 1.3043 | 8.9 | 9.1 | 1.3483 | 1.3187 | [8 empty] | 8.3 | 8.5 | 1.4458 | 1.4118 | [8 empty] | 8.3 | 8.4 | 1.4458 | 1.4286 | [8 empty] | 8 | 8.1 | 1.5 | 1.4815 | [8 empty] | ASHRAE 90.1--1989 (as of Jan. 1, 1992) | 7.8 | 9.5 | 5.7 | 1.5385 | 1.2632 | 2.1053 | 7.5 | 9.2 | 5.6 | 1.6 | 1.3043 | 2.1429 | 7.8 | 9.5 | 5.7 | 1.5385 | 1.2632 | 2.1053 | 7.5 | 9.2 | 5.6 | 1.6 | 1.3043 | 2.1429 | 8.9 | 9.1 | 3 | 1.3483 | 1.3187 | 1.1723 | [12 empty] | 8.3 | 8.5 | 2.9 | 1.4458 | 1.4118 | 1.2128 | [12 empty] | 8.3 | 8.4 | 2.9 | 1.4458 | 1.4286 | 1.2128 | [12 empty] | 8.5 | 8.6 | 2.9 | 1.4118 | 1.3953 | 1.2128 | [12 empty] | ASHRAE 90.1--1989 (as of Jan. 1, 1992)
2001 | 2001 | 7.8 | 9.5 | 1.5385 | 1.2632 | 7.5 | 9.2 | 1.6 | 1.3043 | 7.8 | 9.5 | 1.5385 | 1.2632 | 7.5 | 9.2 | 1.6 | 1.3043 | 8.9 | 9.1 | 1.3483 | 1.3187 | [8 empty] | 8.3 | 8.5 | 1.4458 | 1.4118 | [8 empty] | 8.3 | 8.4 | 1.4458 | 1.4286 | [8 empty] | 8 | 8.1 | 1.5 | 1.4815 | [8 empty] | ASHRAE 90.1--1999 | 7.8 | 9.5 | 5.7 | 1.5385 | 1.2632 | 2.1053 | 7.5 | 9.2 | 5.6 | 1.6 | 1.3043 | 2.1429 | 7.8 | 9.5 | 5.7 | 1.5385 | 1.2632 | 2.1053 | 7.5 | 9.2 | 5.6 | 1.6 | 1.3043 | 2.1429 | 8.9 | 9.1 | 3.2 | 1.3483 | 1.3187 | 1.0991 | [12 empty] | 8.3 | 8.5 | 3.1 | 1.4458 | 1.4118 | 1.1345 | [12 empty] | 8.3 | 8.4 | 3.1 | 1.4458 | 1.4286 | 1.1345 | [12 empty] | 8.5 | 8.6 | 3.1 | 1.4118 | 1.3953 | 1.1345 | [12 empty] | ASHRAE 90.1--1999
2002 | 2002 | 7.8 | 9.5 | 1.5385 | 1.2632 | 7.5 | 9.2 | 1.6 | 1.3043 | 7.8 | 9.5 | 1.5385 | 1.2632 | 7.5 | 9.2 | 1.6 | 1.3043 | 10.1 | 10.3 | 1.1881 | 1.165 | [8 empty] | 9.5 | 9.7 | 1.2632 | 1.2371 | [8 empty] | 9.3 | 9.4 | 1.2903 | 1.2766 | [8 empty] | 9 | 9.1 | 1.3333 | 1.3187 | [8 empty] | ASHRAE 90.1--1999 | 7.8 | 9.5 | 5.7 | 1.5385 | 1.2632 | 2.1053 | 7.5 | 9.2 | 5.6 | 1.6 | 1.3043 | 2.1429 | 7.8 | 9.5 | 5.7 | 1.5385 | 1.2632 | 2.1053 | 7.5 | 9.2 | 5.6 | 1.6 | 1.3043 | 2.1429 | 10.1 | 10.3 | 3.2 | 1.1881 | 1.165 | 1.0991 | [12 empty] | 9.3 | 9.5 | 3.1 | 1.2903 | 1.2632 | 1.1345 | [12 empty] | 9 | 9.1 | 3.1 | 1.3333 | 1.3187 | 1.1345 | [12 empty] | 9 | 9.1 | 3.1 | 1.3333 | 1.3187 | 1.1345 | [12 empty] | ASHRAE 90.1--1999
2003 | 2003 | 7.8 | 9.5 | 1.5385 | 1.2632 | 7.5 | 9.2 | 1.6 | 1.3043 | 7.8 | 9.5 | 1.5385 | 1.2632 | 7.5 | 9.2 | 1.6 | 1.3043 | 10.1 | 10.3 | 1.1881 | 1.165 | [8 empty] | 9.5 | 9.7 | 1.2632 | 1.2371 | [8 empty] | 9.3 | 9.4 | 1.2903 | 1.2766 | [8 empty] | 9 | 9.1 | 1.3333 | 1.3187 | [8 empty] | ASHRAE 90.1--1999 | 7.8 | 9.5 | 5.7 | 1.5385 | 1.2632 | 2.1053 | 7.5 | 9.2 | 5.6 | 1.6 | 1.3043 | 2.1429 | 7.8 | 9.5 | 5.7 | 1.5385 | 1.2632 | 2.1053 | 7.5 | 9.2 | 5.6 | 1.6 | 1.3043 | 2.1429 | 10.1 | 10.3 | 3.2 | 1.1881 | 1.165 | 1.0991 | [12 empty] | 9.3 | 9.5 | 3.1 | 1.2903 | 1.2632 | 1.1345 | [12 empty] | 9 | 9.1 | 3.1 | 1.3333 | 1.3187 | 1.1345 | [12 empty] | 9 | 9.1 | 3.1 | 1.3333 | 1.3187 | 1.1345 | [12 empty] | ASHRAE 90.1--1999
2004 | 2004 | 7.8 | 9.5 | 1.5385 | 1.2632 | 7.5 | 9.2 | 1.6 | 1.3043 | 7.8 | 9.5 | 1.5385 | 1.2632 | 7.5 | 9.2 | 1.6 | 1.3043 | 10.1 | 10.3 | 1.1881 | 1.165 | [8 empty] | 9.5 | 9.7 | 1.2632 | 1.2371 | [8 empty] | 9.3 | 9.4 | 1.2903 | 1.2766 | [8 empty] | 9 | 9.1 | 1.3333 | 1.3187 | [8 empty] | ASHRAE 90.1--1999 (as of 10/29/2001) | 7.8 | 9.5 | 5.7 | 1.5385 | 1.2632 | 2.1053 | 7.5 | 9.2 | 5.6 | 1.6 | 1.3043 | 2.1429 | 7.8 | 9.5 | 5.7 | 1.5385 | 1.2632 | 2.1053 | 7.5 | 9.2 | 5.6 | 1.6 | 1.3043 | 2.1429 | 10.1 | 10.3 | 3.2 | 1.1881 | 1.165 | 1.0991 | [12 empty] | 9.3 | 9.5 | 3.1 | 1.2903 | 1.2632 | 1.1345 | [12 empty] | 9 | 9.1 | 3.1 | 1.3333 | 1.3187 | 1.1345 | [12 empty] | 9 | 9.1 | 3.1 | 1.3333 | 1.3187 | 1.1345 | [12 empty] | ASHRAE 90.1--1999 (as of 10/29/2001)
2005 | 2005 | 7.8 | 9.5 | 1.5385 | 1.2632 | 7.5 | 9.2 | 1.6 | 1.3043 | 7.8 | 9.5 | 1.5385 | 1.2632 | 7.5 | 9.2 | 1.6 | 1.3043 | 10.1 | 10.3 | 1.1881 | 1.165 | [8 empty] | 9.5 | 9.7 | 1.2632 | 1.2371 | [8 empty] | 9.3 | 9.4 | 1.2903 | 1.2766 | [8 empty] | 9 | 9.1 | 1.3333 | 1.3187 | [8 empty] | ASHRAE 90.1--1999 (as of 10/29/2001) | 7.8 | 9.5 | 5.7 | 1.5385 | 1.2632 | 2.1053 | 7.5 | 9.2 | 5.6 | 1.6 | 1.3043 | 2.1429 | 7.8 | 9.5 | 5.7 | 1.5385 | 1.2632 | 2.1053 | 7.5 | 9.2 | 5.6 | 1.6 | 1.3043 | 2.1429 | 10.1 | 10.3 | 3.2 | 1.1881 | 1.165 | 1.0991 | [12 empty] | 9.3 | 9.5 | 3.1 | 1.2903 | 1.2632 | 1.1345 | [12 empty] | 9 | 9.1 | 3.1 | 1.3333 | 1.3187 | 1.1345 | [12 empty] | 9 | 9.1 | 3.1 | 1.3333 | 1.3187 | 1.1345 | [12 empty] | ASHRAE 90.1--1999 (as of 10/29/2001)
2006 | 2006 | 10.1 | 12.4 | 1.1881 | 0.96774 | 10.1 | 12.4 | 1.1881 | 0.96774 | 10.1 | 12.4 | 1.1881 | 0.96774 | 10.1 | 9.2 | 1.1881 | 1.3043 | 10.1 | 10.3 | 1.1881 | 1.165 | [8 empty] | 9.5 | 9.7 | 1.2632 | 1.2371 | [8 empty] | 9.3 | 9.4 | 1.2903 | 1.2766 | [8 empty] | 9 | 9.1 | 1.3333 | 1.3187 | [8 empty] | ASHRAE 90.1--2004 | 10.1 | 12.4 | 6.5 | 1.1881 | 0.96774 | 1.8462 | 10.1 | 12.4 | 6.5 | 1.1881 | 0.96774 | 1.8462 | 10.1 | 12.4 | 6.5 | 1.1881 | 0.96774 | 1.8462 | 10.1 | 12.4 | 6.5 | 1.1881 | 0.96774 | 1.8462 | 10.1 | 10.3 | 3.2 | 1.1881 | 1.165 | 1.0991 | [12 empty] | 9.3 | 9.5 | 3.1 | 1.2903 | 1.2632 | 1.1345 | [12 empty] | 9 | 9.1 | 3.1 | 1.3333 | 1.3187 | 1.1345 | [12 empty] | 9 | 9.1 | 3.1 | 1.3333 | 1.3187 | 1.1345 | [12 empty] | ASHRAE 90.1--2004
2007 | 2007 | 10.1 | 12.4 | 1.1881 | 0.96774 | 10.1 | 12.4 | 1.1881 | 0.96774 | 10.1 | 12.4 | 1.1881 | 0.96774 | 10.1 | 9.2 | 1.1881 | 1.3043 | 10.1 | 10.3 | 1.1881 | 1.165 | [8 empty] | 9.5 | 9.7 | 1.2632 | 1.2371 | [8 empty] | 9.3 | 9.4 | 1.2903 | 1.2766 | [8 empty] | 9 | 9.1 | 1.3333 | 1.3187 | [8 empty] | ASHRAE 90.1--2004 | 10.1 | 12.4 | 6.5 | 1.1881 | 0.96774 | 1.8462 | 10.1 | 12.4 | 6.5 | 1.1881 | 0.96774 | 1.8462 | 10.1 | 12.4 | 6.5 | 1.1881 | 0.96774 | 1.8462 | 10.1 | 12.4 | 6.5 | 1.1881 | 0.96774 | 1.8462 | 10.1 | 10.3 | 3.2 | 1.1881 | 1.165 | 1.0991 | [12 empty] | 9.3 | 9.5 | 3.1 | 1.2903 | 1.2632 | 1.1345 | [12 empty] | 9 | 9.1 | 3.1 | 1.3333 | 1.3187 | 1.1345 | [12 empty] | 9 | 9.1 | 3.1 | 1.3333 | 1.3187 | 1.1345 | [12 empty] | ASHRAE 90.1--2004
2008 | 2008 | 10.1 | 12.4 | 1.1881 | 0.96774 | 10.1 | 12.4 | 1.1881 | 0.96774 | 10.1 | 12.4 | 1.1881 | 0.96774 | 10.1 | 12.4 | 1.1881 | 0.96774 | 10.1 | 10.3 | 1.1881 | 1.165 | [8 empty] | 9.5 | 9.7 | 1.2632 | 1.2371 | [8 empty] | 9.3 | 9.4 | 1.2903 | 1.2766 | [8 empty] | 9 | 9.1 | 1.3333 | 1.3187 | [8 empty] | Federal Standard/ASHRAE 90.1-2004 (as of 1/23/2006)b | 10.1 | 12.4 | 6.5 | 1.1881 | 0.96774 | 1.8462 | 10.1 | 12.4 | 6.5 | 1.1881 | 0.96774 | 1.8462 | 10.1 | 12.4 | 6.5 | 1.1881 | 0.96774 | 1.8462 | 10.1 | 12.4 | 6.5 | 1.1881 | 0.96774 | 1.8462 | 10.1 | 10.3 | 3.2 | 1.1881 | 1.165 | 1.0991 | [12 empty] | 9.3 | 9.5 | 3.1 | 1.2903 | 1.2632 | 1.1345 | [12 empty] | 9 | 9.1 | 3.1 | 1.3333 | 1.3187 | 1.1345 | [12 empty] | 9 | 9.1 | 3.1 | 1.3333 | 1.3187 | 1.1345 | [12 empty] | Federal Standard/ASHRAE 90.1--2004 (as of 1/23/2006)b
2009 | 2009 | 10.1 | 12.4 | 1.1881 | 0.96774 | 10.1 | 12.4 | 1.1881 | 0.96774 | 10.1 | 12.4 | 1.1881 | 0.96774 | 10.1 | 12.4 | 1.1881 | 0.96774 | 10.1 | 10.3 | 1.1881 | 1.165 | [8 empty] | 9.5 | 9.7 | 1.2632 | 1.2371 | [8 empty] | 9.3 | 9.4 | 1.2903 | 1.2766 | [8 empty] | 9 | 9.1 | 1.3333 | 1.3187 | [8 empty] | Federal Standard/ASHRAE 90.1-2004 (as of 1/23/2006)b | 10.1 | 12.4 | 6.5 | 1.1881 | 0.96774 | 1.8462 | 10.1 | 12.4 | 6.5 | 1.1881 | 0.96774 | 1.8462 | 10.1 | 12.4 | 6.5 | 1.1881 | 0.96774 | 1.8462 | 10.1 | 12.4 | 6.5 | 1.1881 | 0.96774 | 1.8462 | 10.1 | 10.3 | 3.2 | 1.1881 | 1.165 | 1.0991 | [12 empty] | 9.3 | 9.5 | 3.1 | 1.2903 | 1.2632 | 1.1345 | [12 empty] | 9 | 9.1 | 3.1 | 1.3333 | 1.3187 | 1.1345 | [12 empty] | 9 | 9.1 | 3.1 | 1.3333 | 1.3187 | 1.1345 | [12 empty] | Federal Standard/ASHRAE 90.1-2007 (as of 1/23/2006)b
2010 | 2010 | 10.1 | 12.4 | 1.1881 | 0.96774 | 10.1 | 12.4 | 1.1881 | 0.96774 | 10.1 | 12.4 | 1.1881 | 0.96774 | 10.1 | 12.4 | 1.1881 | 0.96774 | 11 | 11.2 | 1.0909 | 1.0714 | [8 empty] | 10.8 | 11 | 1.1111 | 1.0909 | [8 empty] | 9.8 | 9.9 | 1.2245 | 1.2121 | [8 empty] | 9.5 | 9.6 | 1.2632 | 1.25 | [8 empty] | Federal Standard/ASHRAE 90.1-2004 (as of 1/23/2006)b | 10.1 | 12.4 | 6.5 | 1.1881 | 0.96774 | 1.8462 | 10.1 | 12.4 | 6.5 | 1.1881 | 0.96774 | 1.8462 | 10.1 | 12.4 | 6.5 | 1.1881 | 0.96774 | 1.8462 | 10.1 | 12.4 | 6.5 | 1.1881 | 0.96774 | 1.8462 | 11 | 11.2 | 3.3 | 1.0909 | 1.0714 | 1.0658 | [12 empty] | 10.6 | 10.7 | 3.2 | 1.1321 | 1.1215 | 1.0991 | [12 empty] | 9.5 | 9.6 | 3.2 | 1.2632 | 1.25 | 1.0991 | [12 empty] | 9.5 | 9.6 | 3.2 | 1.2632 | 1.25 | 1.0991 | [12 empty] | Federal Standard/ASHRAE 90.1-2007 (as of 1/23/2006)b
2011 | 2011 | 10.1 | 12.4 | 1.1881 | 0.96774 | 10.1 | 12.4 | 1.1881 | 0.96774 | 10.1 | 12.4 | 1.1881 | 0.96774 | 10.1 | 12.4 | 1.1881 | 0.96774 | 11 | 11.2 | 1.0909 | 1.0714 | [8 empty] | 10.8 | 11 | 1.1111 | 1.0909 | [8 empty] | 9.8 | 9.9 | 1.2245 | 1.2121 | [8 empty] | 9.5 | 9.6 | 1.2632 | 1.25 | [8 empty] | Federal Standard/ASHRAE 90.1-2004 (as of 1/23/2006)b | 10.1 | 12.4 | 6.5 | 1.1881 | 0.96774 | 1.8462 | 10.1 | 12.4 | 6.5 | 1.1881 | 0.96774 | 1.8462 | 10.1 | 12.4 | 6.5 | 1.1881 | 0.96774 | 1.8462 | 10.1 | 12.4 | 6.5 | 1.1881 | 0.96774 | 1.8462 | 11 | 11.2 | 3.3 | 1.0909 | 1.0714 | 1.0658 | [12 empty] | 10.6 | 10.7 | 3.2 | 1.1321 | 1.1215 | 1.0991 | [12 empty] | 9.5 | 9.6 | 3.2 | 1.2632 | 1.25 | 1.0991 | [12 empty] | 9.5 | 9.6 | 3.2 | 1.2632 | 1.25 | 1.0991 | [12 empty] | Federal Standard/ASHRAE 90.1-2007 (as of 1/23/2006)b
2012 | 2012 | 10.1 | 12.4 | 1.1881 | 0.96774 | 10.1 | 12.4 | 1.1881 | 0.96774 | 10.1 | 12.4 | 1.1881 | 0.96774 | 10.1 | 12.4 | 1.1881 | 0.96774 | 11 | 11.2 | 1.0909 | 1.0714 | [8 empty] | 10.8 | 11 | 1.1111 | 1.0909 | [8 empty] | 9.8 | 9.9 | 1.2245 | 1.2121 | [8 empty] | 9.5 | 9.6 | 1.2632 | 1.25 | [8 empty] | Federal Standard/ASHRAE 90.1-2007 (as of 1/1/2010)b | 10.1 | 12.4 | 6.5 | 1.1881 | 0.96774 | 1.8462 | 10.1 | 12.4 | 6.5 | 1.1881 | 0.96774 | 1.8462 | 10.1 | 12.4 | 6.5 | 1.1881 | 0.96774 | 1.8462 | 10.1 | 12.4 | 6.5 | 1.1881 | 0.96774 | 1.8462 | 11 | 11.2 | 3.3 | 1.0909 | 1.0714 | 1.0658 | [12 empty] | 10.6 | 10.7 | 3.2 | 1.1321 | 1.1215 | 1.0991 | [12 empty] | 9.5 | 9.6 | 3.2 | 1.2632 | 1.25 | 1.0991 | [12 empty] | 9.5 | 9.6 | 3.2 | 1.2632 | 1.25 | 1.0991 | [12 empty] | Federal Standard/ASHRAE 90.1-2007 (as of 1/1/2010)b
2013 | 2013 | 10.1 | 12.4 | 1.1881 | 0.96774 | 10.1 | 12.4 | 1.1881 | 0.96774 | 10.1 | 12.4 | 1.1881 | 0.96774 | 10.1 | 12.4 | 1.1881 | 0.96774 | 11 | 11.2 | 1.0909 | 1.0714 | [8 empty] | 10.8 | 11 | 1.1111 | 1.0909 | [8 empty] | 9.8 | 9.9 | 1.2245 | 1.2121 | [8 empty] | 9.5 | 9.6 | 1.2632 | 1.25 | [8 empty] | Federal Standard/ASHRAE 90.1-2007 (as of 1/1/2010)b | 10.1 | 12.4 | 6.5 | 1.1881 | 0.96774 | 1.8462 | 10.1 | 12.4 | 6.5 | 1.1881 | 0.96774 | 1.8462 | 10.1 | 12.4 | 6.5 | 1.1881 | 0.96774 | 1.8462 | 10.1 | 12.4 | 6.5 | 1.1881 | 0.96774 | 1.8462 | 11 | 11.2 | 3.3 | 1.0909 | 1.0714 | 1.0658 | [12 empty] | 10.6 | 10.7 | 3.2 | 1.1321 | 1.1215 | 1.0991 | [12 empty] | 9.5 | 9.6 | 3.2 | 1.2632 | 1.25 | 1.0991 | [12 empty] | 9.5 | 9.6 | 3.2 | 1.2632 | 1.25 | 1.0991 | [12 empty] | Federal Standard/ASHRAE 90.1-2007 (as of 1/1/2010)b
2014 | 2014 | 10.1 | 12.4 | 1.1881 | 0.96774 | 10.1 | 12.4 | 1.1881 | 0.96774 | 10.1 | 12.4 | 1.1881 | 0.96774 | 10.1 | 12.4 | 1.1881 | 0.96774 | 11 | 11.2 | 1.0909 | 1.0714 | [8 empty] | 10.8 | 11 | 1.1111 | 1.0909 | [8 empty] | 9.8 | 9.9 | 1.2245 | 1.2121 | [8 empty] | 9.5 | 9.6 | 1.2632 | 1.25 | [8 empty] | Federal Standard/ASHRAE 90.1-2007 (as of 1/1/2010)b | 10.1 | 12.4 | 6.5 | 1.1881 | 0.96774 | 1.8462 | 10.1 | 12.4 | 6.5 | 1.1881 | 0.96774 | 1.8462 | 10.1 | 12.4 | 6.5 | 1.1881 | 0.96774 | 1.8462 | 10.1 | 12.4 | 6.5 | 1.1881 | 0.96774 | 1.8462 | 11 | 11.2 | 3.3 | 1.0909 | 1.0714 | 1.0658 | [12 empty] | 10.6 | 10.7 | 3.2 | 1.1321 | 1.1215 | 1.0991 | [12 empty] | 9.5 | 9.6 | 3.2 | 1.2632 | 1.25 | 1.0991 | [12 empty] | 9.5 | 9.6 | 3.2 | 1.2632 | 1.25 | 1.0991 | [12 empty] | Federal Standard/ASHRAE 90.1-2007 (as of 1/1/2010)b
2015 | 2015 | 10.1 | 12.4 | 1.1881 | 0.96774 | 10.1 | 12.4 | 1.1881 | 0.96774 | 10.1 | 12.4 | 1.1881 | 0.96774 | 10.1 | 12.4 | 1.1881 | 0.96774 | 11 | 11.2 | 1.0909 | 1.0714 | [8 empty] | 10.8 | 11 | 1.1111 | 1.0909 | [8 empty] | 9.8 | 9.9 | 1.2245 | 1.2121 | [8 empty] | 9.5 | 9.6 | 1.2632 | 1.25 | [9 empty] | 10.1 | 12.4 | 6.5 | 1.1881 | 0.96774 | 1.8462 | 10.1 | 12.4 | 6.5 | 1.1881 | 0.96774 | 1.8462 | 10.1 | 12.4 | 6.5 | 1.1881 | 0.96774 | 1.8462 | 10.1 | 12.4 | 6.5 | 1.1881 | 0.96774 | 1.8462 | 11 | 11.2 | 3.3 | 1.0909 | 1.0714 | 1.0658 | [12 empty] | 10.6 | 10.7 | 3.2 | 1.1321 | 1.1215 | 1.0991 | [12 empty] | 9.5 | 9.6 | 3.2 | 1.2632 | 1.25 | 1.0991 | [12 empty] | 9.5 | 9.6 | 3.2 | 1.2632 | 1.25 | 1.0991
2016 | 2016 | 10.1 | 12.4 | 1.1881 | 0.96774 | 10.1 | 12.4 | 1.1881 | 0.96774 | 10.1 | 12.4 | 1.1881 | 0.96774 | 10.1 | 12.4 | 1.1881 | 0.96774 | 11 | 11.2 | 1.0909 | 1.0714 | [8 empty] | 10.8 | 11 | 1.1111 | 1.0909 | [8 empty] | 9.8 | 9.9 | 1.2245 | 1.2121 | [8 empty] | 9.5 | 9.6 | 1.2632 | 1.25 | [9 empty] | 10.1 | 12.4 | 6.5 | 1.1881 | 0.96774 | 1.8462 | 10.1 | 12.4 | 6.5 | 1.1881 | 0.96774 | 1.8462 | 10.1 | 12.4 | 6.5 | 1.1881 | 0.96774 | 1.8462 | 10.1 | 12.4 | 6.5 | 1.1881 | 0.96774 | 1.8462 | 11 | 11.2 | 3.3 | 1.0909 | 1.0714 | 1.0658 | [12 empty] | 10.6 | 10.7 | 3.2 | 1.1321 | 1.1215 | 1.0991 | [12 empty] | 9.5 | 9.6 | 3.2 | 1.2632 | 1.25 | 1.0991 | [12 empty] | 9.5 | 9.6 | 3.2 | 1.2632 | 1.25 | 1.0991
2017 | 2017 | 10.1 | 12.4 | 1.1881 | 0.96774 | 10.1 | 12.4 | 1.1881 | 0.96774 | 10.1 | 12.4 | 1.1881 | 0.96774 | 10.1 | 12.4 | 1.1881 | 0.96774 | 11 | 11.2 | 1.0909 | 1.0714 | [8 empty] | 10.8 | 11 | 1.1111 | 1.0909 | [8 empty] | 9.8 | 9.9 | 1.2245 | 1.2121 | [8 empty] | 9.5 | 9.6 | 1.2632 | 1.25 | [9 empty] | 10.1 | 12.4 | 6.5 | 1.1881 | 0.96774 | 1.8462 | 10.1 | 12.4 | 6.5 | 1.1881 | 0.96774 | 1.8462 | 10.1 | 12.4 | 6.5 | 1.1881 | 0.96774 | 1.8462 | 10.1 | 12.4 | 6.5 | 1.1881 | 0.96774 | 1.8462 | 11 | 11.2 | 3.3 | 1.0909 | 1.0714 | 1.0658 | [12 empty] | 10.6 | 10.7 | 3.2 | 1.1321 | 1.1215 | 1.0991 | [12 empty] | 9.5 | 9.6 | 3.2 | 1.2632 | 1.25 | 1.0991 | [12 empty] | 9.5 | 9.6 | 3.2 | 1.2632 | 1.25 | 1.0991
2018 | 2018 | 10.1 | 12.4 | 1.1881 | 0.96774 | 10.9 | 13.4 | 1.1009 | 0.89552 | 10.1 | 12.4 | 1.1881 | 0.96774 | 10.9 | 13.4 | 1.1009 | 0.89552 | 11 | 12.6 | 1.0909 | 0.95238 | [8 empty] | 10.8 | 12.2 | 1.1111 | 0.98361 | [8 empty] | 9.8 | 11.4 | 1.2245 | 1.0526 | [8 empty] | 9.5 | 11 | 1.2632 | 1.0909 | [9 empty] | 10.9 | 13.4 | 6.9 | 1.1009 | 0.89552 | 1.7391 | 10.9 | 13.4 | 6.7 | 1.1009 | 0.89552 | 1.791 | 10.9 | 13.4 | 6.9 | 1.1009 | 0.89552 | 1.7391 | 10.9 | 13.4 | 6.7 | 1.1009 | 0.89552 | 1.791 | 11 | 12 | 3.3 | 1.0909 | 1 | 1.0658 | [12 empty] | 10.6 | 11.6 | 3.2 | 1.1321 | 1.0345 | 1.0991 | [12 empty] | 9.5 | 10.6 | 3.2 | 1.2632 | 1.1321 | 1.0991 | [12 empty] | 9.5 | 10.6 | 3.2 | 1.2632 | 1.1321 | 1.0991
2019 | 2019 | 10.1 | 12.4 | 1.1881 | 0.96774 | 10.9 | 13.4 | 1.1009 | 0.89552 | 10.1 | 12.4 | 1.1881 | 0.96774 | 10.9 | 13.4 | 1.1009 | 0.89552 | 11 | 12.6 | 1.0909 | 0.95238 | [8 empty] | 10.8 | 12.2 | 1.1111 | 0.98361 | [8 empty] | 9.8 | 11.4 | 1.2245 | 1.0526 | [8 empty] | 9.5 | 11 | 1.2632 | 1.0909 | [9 empty] | 10.9 | 13.4 | 6.9 | 1.1009 | 0.89552 | 1.7391 | 10.9 | 13.4 | 6.7 | 1.1009 | 0.89552 | 1.791 | 10.9 | 13.4 | 6.9 | 1.1009 | 0.89552 | 1.7391 | 10.9 | 13.4 | 6.7 | 1.1009 | 0.89552 | 1.791 | 11 | 12 | 3.3 | 1.0909 | 1 | 1.0658 | [12 empty] | 10.6 | 11.6 | 3.2 | 1.1321 | 1.0345 | 1.0991 | [12 empty] | 9.5 | 10.6 | 3.2 | 1.2632 | 1.1321 | 1.0991 | [12 empty] | 9.5 | 10.6 | 3.2 | 1.2632 | 1.1321 | 1.0991
2020 | 2020 | 10.1 | 12.4 | 1.1881 | 0.96774 | 10.9 | 13.4 | 1.1009 | 0.89552 | 10.1 | 12.4 | 1.1881 | 0.96774 | 10.9 | 13.4 | 1.1009 | 0.89552 | 11 | 12.6 | 1.0909 | 0.95238 | [8 empty] | 10.8 | 12.2 | 1.1111 | 0.98361 | [8 empty] | 9.8 | 11.4 | 1.2245 | 1.0526 | [8 empty] | 9.5 | 11 | 1.2632 | 1.0909 | [9 empty] | 10.9 | 13.4 | 6.9 | 1.1009 | 0.89552 | 1.7391 | 10.9 | 13.4 | 6.7 | 1.1009 | 0.89552 | 1.791 | 10.9 | 13.4 | 6.9 | 1.1009 | 0.89552 | 1.7391 | 10.9 | 13.4 | 6.7 | 1.1009 | 0.89552 | 1.791 | 11 | 12 | 3.3 | 1.0909 | 1 | 1.0658 | [12 empty] | 10.6 | 11.6 | 3.2 | 1.1321 | 1.0345 | 1.0991 | [12 empty] | 9.5 | 10.6 | 3.2 | 1.2632 | 1.1321 | 1.0991 | [12 empty] | 9.5 | 10.6 | 3.2 | 1.2632 | 1.1321 | 1.0991
2021 | 2021 | 10.1 | 12.4 | 1.1881 | 0.96774 | 10.9 | 13.4 | 1.1009 | 0.89552 | 10.1 | 12.4 | 1.1881 | 0.96774 | 10.9 | 13.4 | 1.1009 | 0.89552 | 11 | 12.6 | 1.0909 | 0.95238 | [8 empty] | 10.8 | 12.2 | 1.1111 | 0.98361 | [8 empty] | 9.8 | 11.4 | 1.2245 | 1.0526 | [8 empty] | 9.5 | 11 | 1.2632 | 1.0909 | [9 empty] | 10.9 | 13.4 | 6.9 | 1.1009 | 0.89552 | 1.7391 | 10.9 | 13.4 | 6.7 | 1.1009 | 0.89552 | 1.791 | 10.9 | 13.4 | 6.9 | 1.1009 | 0.89552 | 1.7391 | 10.9 | 13.4 | 6.7 | 1.1009 | 0.89552 | 1.791 | 11 | 12 | 3.3 | 1.0909 | 1 | 1.0658 | [12 empty] | 10.6 | 11.6 | 3.2 | 1.1321 | 1.0345 | 1.0991 | [12 empty] | 9.5 | 10.6 | 3.2 | 1.2632 | 1.1321 | 1.0991 | [12 empty] | 9.5 | 10.6 | 3.2 | 1.2632 | 1.1321 | 1.0991
2022 | 2022 | 10.1 | 12.4 | 1.1881 | 0.96774 | 10.9 | 13.4 | 1.1009 | 0.89552 | 10.1 | 12.4 | 1.1881 | 0.96774 | 10.9 | 13.4 | 1.1009 | 0.89552 | 11 | 12.6 | 1.0909 | 0.95238 | [8 empty] | 10.8 | 12.2 | 1.1111 | 0.98361 | [8 empty] | 9.8 | 11.4 | 1.2245 | 1.0526 | [8 empty] | 9.5 | 11 | 1.2632 | 1.0909 | [9 empty] | 10.9 | 13.4 | 6.9 | 1.1009 | 0.89552 | 1.7391 | 10.9 | 13.4 | 6.7 | 1.1009 | 0.89552 | 1.791 | 10.9 | 13.4 | 6.9 | 1.1009 | 0.89552 | 1.7391 | 10.9 | 13.4 | 6.7 | 1.1009 | 0.89552 | 1.791 | 11 | 12 | 3.3 | 1.0909 | 1 | 1.0658 | [12 empty] | 10.6 | 11.6 | 3.2 | 1.1321 | 1.0345 | 1.0991 | [12 empty] | 9.5 | 10.6 | 3.2 | 1.2632 | 1.1321 | 1.0991 | [12 empty] | 9.5 | 10.6 | 3.2 | 1.2632 | 1.1321 | 1.0991
2023 | 2023 | 11.7 | 14.3 | 1.0256 | 0.83916 | 10.9 | 13.4 | 1.1009 | 0.89552 | 11.2 | 13.8 | 1.0714 | 0.86957 | 10.9 | 13.4 | 1.1009 | 0.89552 | 11 | 14.6 | 1.0909 | 0.82192 | [8 empty] | 10.8 | 14 | 1.1111 | 0.85714 | [8 empty] | 9.8 | 13 | 1.2245 | 0.92308 | [8 empty] | 9.5 | 11 | 1.2632 | 1.0909 | [9 empty] | 11.7 | 14.3 | 7.5 | 1.0256 | 0.83916 | 1.6 | 10.9 | 13.4 | 6.7 | 1.1009 | 0.89552 | 1.791 | 11.7 | 14.3 | 7.5 | 1.0256 | 0.83916 | 1.6 | 10.9 | 13.4 | 6.7 | 1.1009 | 0.89552 | 1.791 | 11 | 14.1 | 3.4 | 1.0909 | 0.85106 | 1.0344 | [12 empty] | 10.6 | 13.5 | 3.3 | 1.1321 | 0.88889 | 1.0658 | [12 empty] | 9.5 | 12.5 | 3.2 | 1.2632 | 0.96 | 1.0991 | [12 empty] | 9.5 | 10.6 | 3.2 | 1.2632 | 1.1321 | 1.0991
2024 | 2024 | 11.7 | 14.3 | 1.0256 | 0.83916 | 10.9 | 13.4 | 1.1009 | 0.89552 | 11.2 | 13.8 | 1.0714 | 0.86957 | 10.9 | 13.4 | 1.1009 | 0.89552 | 11 | 14.6 | 1.0909 | 0.82192 | [8 empty] | 10.8 | 14 | 1.1111 | 0.85714 | [8 empty] | 9.8 | 13 | 1.2245 | 0.92308 | [8 empty] | 9.5 | 11 | 1.2632 | 1.0909 | [9 empty] | 11.7 | 14.3 | 7.5 | 1.0256 | 0.83916 | 1.6 | 10.9 | 13.4 | 6.7 | 1.1009 | 0.89552 | 1.791 | 11.7 | 14.3 | 7.5 | 1.0256 | 0.83916 | 1.6 | 10.9 | 13.4 | 6.7 | 1.1009 | 0.89552 | 1.791 | 11 | 14.1 | 3.4 | 1.0909 | 0.85106 | 1.0344 | [12 empty] | 10.6 | 13.5 | 3.3 | 1.1321 | 0.88889 | 1.0658 | [12 empty] | 9.5 | 12.5 | 3.2 | 1.2632 | 0.96 | 1.0991 | [12 empty] | 9.5 | 10.6 | 3.2 | 1.2632 | 1.1321 | 1.0991
2025 | 2025 | 11.7 | 14.3 | 1.0256 | 0.83916 | 10.9 | 13.4 | 1.1009 | 0.89552 | 11.2 | 13.8 | 1.0714 | 0.86957 | 10.9 | 13.4 | 1.1009 | 0.89552 | 11 | 14.6 | 1.0909 | 0.82192 | [8 empty] | 10.8 | 14 | 1.1111 | 0.85714 | [8 empty] | 9.8 | 13 | 1.2245 | 0.92308 | [8 empty] | 9.5 | 11 | 1.2632 | 1.0909 | [9 empty] | 11.7 | 14.3 | 7.5 | 1.0256 | 0.83916 | 1.6 | 10.9 | 13.4 | 6.7 | 1.1009 | 0.89552 | 1.791 | 11.7 | 14.3 | 7.5 | 1.0256 | 0.83916 | 1.6 | 10.9 | 13.4 | 6.7 | 1.1009 | 0.89552 | 1.791 | 11 | 14.1 | 3.4 | 1.0909 | 0.85106 | 1.0344 | [12 empty] | 10.6 | 13.5 | 3.3 | 1.1321 | 0.88889 | 1.0658 | [12 empty] | 9.5 | 12.5 | 3.2 | 1.2632 | 0.96 | 1.0991 | [12 empty] | 9.5 | 10.6 | 3.2 | 1.2632 | 1.1321 | 1.0991
ARTRM9.2 | ARTRM9.2 | 11.7 | 14.3 | 1.0256 | 0.83916 | 10.6 | 13.4 | 1.1321 | 0.89552 | 11.2 | 13.8 | 1.0714 | 0.86957 | 10.6 | 13.4 | 1.1321 | 0.89552 | 11.2 | 12.8 | 1.0714 | 0.9375 | 11.2 | 14.8 | 1.0714 | 0.81081 | 11 | 14.6 | 1.0909 | 0.82192 | 11 | 14.2 | 1.0909 | 0.84507 | 11 | 14.2 | 1.0909 | 0.84507 | 10.8 | 14 | 1.1111 | 0.85714 | 10 | 13.2 | 1.2 | 0.90909 | 10 | 13.2 | 1.2 | 0.90909 | 9.8 | 13 | 1.2245 | 0.92308 | 9.7 | 11.2 | 1.2371 | 1.0714 | 9.7 | 11.2 | 1.2371 | 1.0714 | 9.5 | 11 | 1.2632 | 1.0909 | DOE Standards | 11.7 | 14.3 | 7.5 | 1.0256 | 0.83916 | 1.6 | 10.6 | 13.4 | 6.7 | 1.1321 | 0.89552 | 1.791 | 11.7 | 14.3 | 7.5 | 1.0256 | 0.83916 | 1.6 | 10.6 | 13.4 | 6.7 | 1.1321 | 0.89552 | 1.791 | 11 | 14.1 | 3.4 | 1.0909 | 0.85106 | 1.0344 | 11 | 14.1 | 3.4 | 1.0909 | 0.85106 | 1.0344 | 10.8 | 13.9 | 3.4 | 1.1111 | 0.86331 | 1.0344 | 10.6 | 13.5 | 3.3 | 1.1321 | 0.88889 | 1.0658 | 10.6 | 13.5 | 3.3 | 1.1321 | 0.88889 | 1.0658 | 10.4 | 13.3 | 3.3 | 1.1538 | 0.90226 | 1.0658 | 9.5 | 12.5 | 3.2 | 1.2632 | 0.96 | 1.0991 | 9.5 | 12.5 | 3.2 | 1.2632 | 0.96 | 1.0991 | 9.3 | 12.3 | 3.2 | 1.2903 | 0.97561 | 1.0991 | 9.5 | 12.5 | 3.2 | 1.2632 | 0.96 | 1.0991 | 9.5 | 12.5 | 3.2 | 1.2632 | 0.96 | 1.0991 | 9.3 | 12.3 | 3.2 | 1.2903 | 0.97561 | 1.0991 | DOE Standards
CPS | CPS | 11.7 | 14.3 | 1.0256 | 0.83916 | 10.6 | 13.4 | 1.1321 | 0.89552 | 11.2 | 13.8 | 1.0714 | 0.86957 | 10.6 | 13.4 | 1.1321 | 0.89552 | 9.8 | 13 | 1.2245 | 0.92308 | 11 | 14.6 | 1.0909 | 0.82192 | 11 | 14.6 | 1.0909 | 0.82192 | 10.8 | 14 | 1.1111 | 0.85714 | 10.8 | 14 | 1.1111 | 0.85714 | 10.8 | 14 | 1.1111 | 0.85714 | 9.8 | 13 | 1.2245 | 0.92308 | 9.8 | 13 | 1.2245 | 0.92308 | 9.8 | 13 | 1.2245 | 0.92308 | 9.5 | 12.3 | 1.2632 | 0.97561 | 9.5 | 12.3 | 1.2632 | 0.97561 | 9.5 | 12.3 | 1.2632 | 0.97561 | DOE Standards | 11.7 | 14.3 | 7.5 | 1.0256 | 0.83916 | 1.6 | 10.9 | 13.4 | 6.7 | 1.1009 | 0.89552 | 1.791 | 11.7 | 14.3 | 7.5 | 1.0256 | 0.83916 | 1.6 | 10.9 | 13.4 | 6.7 | 1.1009 | 0.89552 | 1.791 | 11 | 14.1 | 3.4 | 1.0909 | 0.85106 | 1.0344 | 11 | 14.1 | 3.4 | 1.0909 | 0.85106 | 1.0344 | 11 | 14.1 | 3.4 | 1.0909 | 0.85106 | 1.0344 | 10.6 | 13.5 | 3.3 | 1.1321 | 0.88889 | 1.0658 | 10.6 | 13.5 | 3.3 | 1.1321 | 0.88889 | 1.0658 | 10.6 | 13.5 | 3.3 | 1.1321 | 0.88889 | 1.0658 | 9.5 | 12.5 | 3.2 | 1.2632 | 0.96 | 1.0991 | 9.5 | 12.5 | 3.2 | 1.2632 | 0.96 | 1.0991 | 9.5 | 12.5 | 3.2 | 1.2632 | 0.96 | 1.0991 | 9.5 | 12.5 | 3.2 | 1.2632 | 0.96 | 1.0991 | 9.5 | 12.5 | 3.2 | 1.2632 | 0.96 | 1.0991 | 9.5 | 12.5 | 3.2 | 1.2632 | 0.96 | 1.0991 | DOE Standards
15.2SEER2 | 15.2SEER2 | 9.8 | 14.3 | 1.2245 | 0.83916 | 9.8 | 13.4 | 1.2245 | 0.89552 | 9.8 | 13.8 | 1.2245 | 0.86957 | 9.8 | 13.4 | 1.2245 | 0.89552 | [49 empty] | 9.8 | 14.3 | 7.5 | 1.2245 | 0.83916 | 1.6 | 9.8 | 13.4 | 6.7 | 1.2245 | 0.89552 | 1.791 | 9.8 | 14.3 | 7.5 | 1.2245 | 0.83916 | 1.6 | 9.8 | 13.4 | 6.7 | 1.2245 | 0.89552 | 1.791
Note on H3: [Threaded comment] Your version of Excel allows you to read this threaded comment; however, any edits to it will get removed if the file is opened in a newer version of Excel. Learn more: https://go.microsoft.com/fwlink/?linkid=870924 Comment: Lessthan45kbtuh updated to Lessthan65kbtuh (< 5.4 tons) to match CPS guidebook
Note on L3: [Threaded comment] Your version of Excel allows you to read this threaded comment; however, any edits to it will get removed if the file is opened in a newer version of Excel. Learn more: https://go.microsoft.com/fwlink/?linkid=870924 Comment: Full-Load is >=3.75 and >5.4 Part-Load is >5.4 Reply: Just a correction. Full-Load is >=3.75 and <5.4 Part-Load is <5.4
Note on P3: [Threaded comment] Your version of Excel allows you to read this threaded comment; however, any edits to it will get removed if the file is opened in a newer version of Excel. Learn more: https://go.microsoft.com/fwlink/?linkid=870924 Comment: Capacity range no longer used. Packaged ACs only split by Less Than 65k btu/5.4tons
Note on BR3: [Threaded comment] Your version of Excel allows you to read this threaded comment; however, any edits to it will get removed if the file is opened in a newer version of Excel. Learn more: https://go.microsoft.com/fwlink/?linkid=870924 Comment: Updated from Lessthan45kbtuh to Lessthan65kbtuh to match CPS guidebook categories
Note on BX3: [Threaded comment] Your version of Excel allows you to read this threaded comment; however, any edits to it will get removed if the file is opened in a newer version of Excel. Learn more: https://go.microsoft.com/fwlink/?linkid=870924 Comment: Updated from Lessthan45kbtuh to Lessthan65kbtuh to match CPS guidebook categories
Note on CD3: [Threaded comment] Your version of Excel allows you to read this threaded comment; however, any edits to it will get removed if the file is opened in a newer version of Excel. Learn more: https://go.microsoft.com/fwlink/?linkid=870924 Comment: Range not used in 2026 CPS Guidebook
Note on CJ3: [Threaded comment] Your version of Excel allows you to read this threaded comment; however, any edits to it will get removed if the file is opened in a newer version of Excel. Learn more: https://go.microsoft.com/fwlink/?linkid=870924 Comment: Range not used in 2026 CPS Guidebook

## VRF (hidden)
| VRFAirConditioner |  |  |  | VRFAirConditioner |  |  |  | VRFAirConditioner |  |  |  | VRFAirConditioner |  |  |  | VRFHeatPump | [5 empty] | VRFHeatPump | [5 empty] | VRFHeatPump | [5 empty] | VRFHeatPump | [5 empty] | VRFHeatPump | [5 empty] | VRFHeatPump | [5 empty] | VRFHeatPump
[18 empty] | Both with and without heat recovery |  |  |  |  | Without Heat Recovery | [5 empty] | With Heat Recovery | [5 empty] | Without Heat Recovery | [5 empty] | With Heat Recovery | [5 empty] | Without Heat Recovery | [5 empty] | With Heat Recovery
| Lessthan65kbtuh |  |  |  | 65to135kbtuh |  |  |  | 135to240kbtuh |  |  |  | Greaterthan240kbtuh |  |  |  | Lessthan65kbtuh | [5 empty] | 65to135kbtuh | [5 empty] | 65to135kbtuh | [5 empty] | 135to240kbtuh | [5 empty] | 135to240kbtuh | [5 empty] | Greaterthan240kbtuh | [5 empty] | Greaterthan240kbtuh
| VRFAirConditionerLessthan65kbtuh |  |  |  | VRFAirConditioner65to135kbtuh |  |  |  | VRFAirConditioner135to240kbtuh |  |  |  | VRFAirConditionerGreaterthan240kbtuh |  |  |  | VRFHeatPumpLessthan65kbtuh | [5 empty] | VRFHeatPumpWithout Heat Recovery65to135kbtuh | [5 empty] | VRFHeatPumpWith Heat Recovery65to135kbtuh | [5 empty] | VRFHeatPumpWithout Heat Recovery135to240kbtuh | [5 empty] | VRFHeatPumpWith Heat Recovery135to240kbtuh | [5 empty] | VRFHeatPumpWithout Heat RecoveryGreaterthan240kbtuh | [5 empty] | VRFHeatPumpWith Heat RecoveryGreaterthan240kbtuh
Manuf. Year | EER | SEERadj | Full Load | Part Load | EER | IEERadj | Full Load | Part Load | EER | IEERadj | Full Load | Part Load | EER | IEERadj | Full Load | Part Load | EER | SEERadj | HSPF | Full Load | Part Load | Heating | EER | IEERadj | COP | Full Load | Part Load | Heating | EER | IEERadj | COP | Full Load | Part Load | Heating | EER | IEERadj | COP | Full Load | Part Load | Heating | EER | IEERadj | COP | Full Load | Part Load | Heating | EER | IEERadj | COP | Full Load | Part Load | Heating | EER | IEERadj | COP | Full Load | Part Load | Heating | Applicable Standard
1997 |  |  | 1.0256 | 0.83916 |  |  | 1.0714 | 0.77419 |  |  | 1.0909 | 0.80537 |  |  | 1.2 | 0.86331 |  |  |  | 1.026 | 0.839 | 2.2 |  |  |  | 1.0909 | 0.822 | 3.4 |  |  |  | 1.1111 | 0.833 | 3.4 |  |  |  | 1.1321 | 0.863 | 3.3 |  |  |  | 1.1538 | 0.876 | 3.3 |  |  |  | 1.2632 | 0.945 | 3.2 |  |  |  | 1.2903 | 0.96 | 3.2
1998 |  |  | 1.0256 | 0.83916 |  |  | 1.0714 | 0.77419 |  |  | 1.0909 | 0.80537 |  |  | 1.2 | 0.86331 |  |  |  | 1.026 | 0.839 | 2.2 |  |  |  | 1.0909 | 0.822 | 3.4 |  |  |  | 1.1111 | 0.833 | 3.4 |  |  |  | 1.1321 | 0.863 | 3.3 |  |  |  | 1.1538 | 0.876 | 3.3 |  |  |  | 1.2632 | 0.945 | 3.2 |  |  |  | 1.2903 | 0.96 | 3.2
1999 |  |  | 1.0256 | 0.83916 |  |  | 1.0714 | 0.77419 |  |  | 1.0909 | 0.80537 |  |  | 1.2 | 0.86331 |  |  |  | 1.026 | 0.839 | 2.2 |  |  |  | 1.0909 | 0.822 | 3.4 |  |  |  | 1.1111 | 0.833 | 3.4 |  |  |  | 1.1321 | 0.863 | 3.3 |  |  |  | 1.1538 | 0.876 | 3.3 |  |  |  | 1.2632 | 0.945 | 3.2 |  |  |  | 1.2903 | 0.96 | 3.2
2000 |  |  | 1.0256 | 0.83916 |  |  | 1.0714 | 0.77419 |  |  | 1.0909 | 0.80537 |  |  | 1.2 | 0.86331 |  |  |  | 1.026 | 0.839 | 2.2 |  |  |  | 1.0909 | 0.822 | 3.4 |  |  |  | 1.1111 | 0.833 | 3.4 |  |  |  | 1.1321 | 0.863 | 3.3 |  |  |  | 1.1538 | 0.876 | 3.3 |  |  |  | 1.2632 | 0.945 | 3.2 |  |  |  | 1.2903 | 0.96 | 3.2
2001 |  |  | 1.0256 | 0.83916 |  |  | 1.0714 | 0.77419 |  |  | 1.0909 | 0.80537 |  |  | 1.2 | 0.86331 |  |  |  | 1.026 | 0.839 | 2.2 |  |  |  | 1.0909 | 0.822 | 3.4 |  |  |  | 1.1111 | 0.833 | 3.4 |  |  |  | 1.1321 | 0.863 | 3.3 |  |  |  | 1.1538 | 0.876 | 3.3 |  |  |  | 1.2632 | 0.945 | 3.2 |  |  |  | 1.2903 | 0.96 | 3.2
2002 |  |  | 1.0256 | 0.83916 |  |  | 1.0714 | 0.77419 |  |  | 1.0909 | 0.80537 |  |  | 1.2 | 0.86331 |  |  |  | 1.026 | 0.839 | 2.2 |  |  |  | 1.0909 | 0.822 | 3.4 |  |  |  | 1.1111 | 0.833 | 3.4 |  |  |  | 1.1321 | 0.863 | 3.3 |  |  |  | 1.1538 | 0.876 | 3.3 |  |  |  | 1.2632 | 0.945 | 3.2 |  |  |  | 1.2903 | 0.96 | 3.2
2003 |  |  | 1.0256 | 0.83916 |  |  | 1.0714 | 0.77419 |  |  | 1.0909 | 0.80537 |  |  | 1.2 | 0.86331 |  |  |  | 1.026 | 0.839 | 2.2 |  |  |  | 1.0909 | 0.822 | 3.4 |  |  |  | 1.1111 | 0.833 | 3.4 |  |  |  | 1.1321 | 0.863 | 3.3 |  |  |  | 1.1538 | 0.876 | 3.3 |  |  |  | 1.2632 | 0.945 | 3.2 |  |  |  | 1.2903 | 0.96 | 3.2
2004 |  |  | 1.0256 | 0.83916 |  |  | 1.0714 | 0.77419 |  |  | 1.0909 | 0.80537 |  |  | 1.2 | 0.86331 |  |  |  | 1.026 | 0.839 | 2.2 |  |  |  | 1.0909 | 0.822 | 3.4 |  |  |  | 1.1111 | 0.833 | 3.4 |  |  |  | 1.1321 | 0.863 | 3.3 |  |  |  | 1.1538 | 0.876 | 3.3 |  |  |  | 1.2632 | 0.945 | 3.2 |  |  |  | 1.2903 | 0.96 | 3.2
2005 |  |  | 1.0256 | 0.83916 |  |  | 1.0714 | 0.77419 |  |  | 1.0909 | 0.80537 |  |  | 1.2 | 0.86331 |  |  |  | 1.026 | 0.839 | 2.2 |  |  |  | 1.0909 | 0.822 | 3.4 |  |  |  | 1.1111 | 0.833 | 3.4 |  |  |  | 1.1321 | 0.863 | 3.3 |  |  |  | 1.1538 | 0.876 | 3.3 |  |  |  | 1.2632 | 0.945 | 3.2 |  |  |  | 1.2903 | 0.96 | 3.2
2006 |  |  | 1.0256 | 0.83916 |  |  | 1.0714 | 0.77419 |  |  | 1.0909 | 0.80537 |  |  | 1.2 | 0.86331 |  |  |  | 1.026 | 0.839 | 2.2 |  |  |  | 1.0909 | 0.822 | 3.4 |  |  |  | 1.1111 | 0.833 | 3.4 |  |  |  | 1.1321 | 0.863 | 3.3 |  |  |  | 1.1538 | 0.876 | 3.3 |  |  |  | 1.2632 | 0.945 | 3.2 |  |  |  | 1.2903 | 0.96 | 3.2
2007 |  |  | 1.0256 | 0.83916 |  |  | 1.0714 | 0.77419 |  |  | 1.0909 | 0.80537 |  |  | 1.2 | 0.86331 |  |  |  | 1.026 | 0.839 | 2.2 |  |  |  | 1.0909 | 0.822 | 3.4 |  |  |  | 1.1111 | 0.833 | 3.4 |  |  |  | 1.1321 | 0.863 | 3.3 |  |  |  | 1.1538 | 0.876 | 3.3 |  |  |  | 1.2632 | 0.945 | 3.2 |  |  |  | 1.2903 | 0.96 | 3.2
2008 |  |  | 1.0256 | 0.83916 |  |  | 1.0714 | 0.77419 |  |  | 1.0909 | 0.80537 |  |  | 1.2 | 0.86331 |  |  |  | 1.026 | 0.839 | 2.2 |  |  |  | 1.0909 | 0.822 | 3.4 |  |  |  | 1.1111 | 0.833 | 3.4 |  |  |  | 1.1321 | 0.863 | 3.3 |  |  |  | 1.1538 | 0.876 | 3.3 |  |  |  | 1.2632 | 0.945 | 3.2 |  |  |  | 1.2903 | 0.96 | 3.2
2009 |  |  | 1.0256 | 0.83916 |  |  | 1.0714 | 0.77419 |  |  | 1.0909 | 0.80537 |  |  | 1.2 | 0.86331 |  |  |  | 1.026 | 0.839 | 2.2 |  |  |  | 1.0909 | 0.822 | 3.4 |  |  |  | 1.1111 | 0.833 | 3.4 |  |  |  | 1.1321 | 0.863 | 3.3 |  |  |  | 1.1538 | 0.876 | 3.3 |  |  |  | 1.2632 | 0.945 | 3.2 |  |  |  | 1.2903 | 0.96 | 3.2
2010 |  |  | 1.0256 | 0.83916 |  |  | 1.0714 | 0.77419 |  |  | 1.0909 | 0.80537 |  |  | 1.2 | 0.86331 |  |  |  | 1.026 | 0.839 | 2.2 |  |  |  | 1.0909 | 0.822 | 3.4 |  |  |  | 1.1111 | 0.833 | 3.4 |  |  |  | 1.1321 | 0.863 | 3.3 |  |  |  | 1.1538 | 0.876 | 3.3 |  |  |  | 1.2632 | 0.945 | 3.2 |  |  |  | 1.2903 | 0.96 | 3.2
2011 |  |  | 1.0256 | 0.83916 |  |  | 1.0714 | 0.77419 |  |  | 1.0909 | 0.80537 |  |  | 1.2 | 0.86331 |  |  |  | 1.026 | 0.839 | 2.2 |  |  |  | 1.0909 | 0.822 | 3.4 |  |  |  | 1.1111 | 0.833 | 3.4 |  |  |  | 1.1321 | 0.863 | 3.3 |  |  |  | 1.1538 | 0.876 | 3.3 |  |  |  | 1.2632 | 0.945 | 3.2 |  |  |  | 1.2903 | 0.96 | 3.2
2012 |  |  | 1.0256 | 0.83916 |  |  | 1.0714 | 0.77419 |  |  | 1.0909 | 0.80537 |  |  | 1.2 | 0.86331 |  |  |  | 1.026 | 0.839 | 2.2 |  |  |  | 1.0909 | 0.822 | 3.4 |  |  |  | 1.1111 | 0.833 | 3.4 |  |  |  | 1.1321 | 0.863 | 3.3 |  |  |  | 1.1538 | 0.876 | 3.3 |  |  |  | 1.2632 | 0.945 | 3.2 |  |  |  | 1.2903 | 0.96 | 3.2
2013 |  |  | 1.0256 | 0.83916 |  |  | 1.0714 | 0.77419 |  |  | 1.0909 | 0.80537 |  |  | 1.2 | 0.86331 |  |  |  | 1.026 | 0.839 | 2.2 |  |  |  | 1.0909 | 0.822 | 3.4 |  |  |  | 1.1111 | 0.833 | 3.4 |  |  |  | 1.1321 | 0.863 | 3.3 |  |  |  | 1.1538 | 0.876 | 3.3 |  |  |  | 1.2632 | 0.945 | 3.2 |  |  |  | 1.2903 | 0.96 | 3.2
2014 |  |  | 1.0256 | 0.83916 |  |  | 1.0714 | 0.77419 |  |  | 1.0909 | 0.80537 |  |  | 1.2 | 0.86331 |  |  |  | 1.026 | 0.839 | 2.2 |  |  |  | 1.0909 | 0.822 | 3.4 |  |  |  | 1.1111 | 0.833 | 3.4 |  |  |  | 1.1321 | 0.863 | 3.3 |  |  |  | 1.1538 | 0.876 | 3.3 |  |  |  | 1.2632 | 0.945 | 3.2 |  |  |  | 1.2903 | 0.96 | 3.2
2015 |  |  | 1.0256 | 0.83916 |  |  | 1.0714 | 0.77419 |  |  | 1.0909 | 0.80537 |  |  | 1.2 | 0.86331 |  |  |  | 1.026 | 0.839 | 2.2 |  |  |  | 1.0909 | 0.822 | 3.4 |  |  |  | 1.1111 | 0.833 | 3.4 |  |  |  | 1.1321 | 0.863 | 3.3 |  |  |  | 1.1538 | 0.876 | 3.3 |  |  |  | 1.2632 | 0.945 | 3.2 |  |  |  | 1.2903 | 0.96 | 3.2
2016 |  |  | 1.0256 | 0.83916 |  |  | 1.0714 | 0.77419 |  |  | 1.0909 | 0.80537 |  |  | 1.2 | 0.86331 |  |  |  | 1.026 | 0.839 | 2.2 |  |  |  | 1.0909 | 0.822 | 3.4 |  |  |  | 1.1111 | 0.833 | 3.4 |  |  |  | 1.1321 | 0.863 | 3.3 |  |  |  | 1.1538 | 0.876 | 3.3 |  |  |  | 1.2632 | 0.945 | 3.2 |  |  |  | 1.2903 | 0.96 | 3.2
2017 |  |  | 1.0256 | 0.83916 |  |  | 1.0714 | 0.77419 |  |  | 1.0909 | 0.80537 |  |  | 1.2 | 0.86331 |  |  |  | 1.026 | 0.839 | 2.2 |  |  |  | 1.0909 | 0.822 | 3.4 |  |  |  | 1.1111 | 0.833 | 3.4 |  |  |  | 1.1321 | 0.863 | 3.3 |  |  |  | 1.1538 | 0.876 | 3.3 |  |  |  | 1.2632 | 0.945 | 3.2 |  |  |  | 1.2903 | 0.96 | 3.2
2018 |  |  | 1.0256 | 0.83916 |  |  | 1.0714 | 0.77419 |  |  | 1.0909 | 0.80537 |  |  | 1.2 | 0.86331 |  |  |  | 1.026 | 0.839 | 2.2 |  |  |  | 1.0909 | 0.822 | 3.4 |  |  |  | 1.1111 | 0.833 | 3.4 |  |  |  | 1.1321 | 0.863 | 3.3 |  |  |  | 1.1538 | 0.876 | 3.3 |  |  |  | 1.2632 | 0.945 | 3.2 |  |  |  | 1.2903 | 0.96 | 3.2
2019 |  |  | 1.0256 | 0.83916 |  |  | 1.0714 | 0.77419 |  |  | 1.0909 | 0.80537 |  |  | 1.2 | 0.86331 |  |  |  | 1.026 | 0.839 | 2.2 |  |  |  | 1.0909 | 0.822 | 3.4 |  |  |  | 1.1111 | 0.833 | 3.4 |  |  |  | 1.1321 | 0.863 | 3.3 |  |  |  | 1.1538 | 0.876 | 3.3 |  |  |  | 1.2632 | 0.945 | 3.2 |  |  |  | 1.2903 | 0.96 | 3.2
2020 |  |  | 1.0256 | 0.83916 |  |  | 1.0714 | 0.77419 |  |  | 1.0909 | 0.80537 |  |  | 1.2 | 0.86331 |  |  |  | 1.026 | 0.839 | 2.2 |  |  |  | 1.0909 | 0.822 | 3.4 |  |  |  | 1.1111 | 0.833 | 3.4 |  |  |  | 1.1321 | 0.863 | 3.3 |  |  |  | 1.1538 | 0.876 | 3.3 |  |  |  | 1.2632 | 0.945 | 3.2 |  |  |  | 1.2903 | 0.96 | 3.2
2021 |  |  | 1.0256 | 0.83916 |  |  | 1.0714 | 0.77419 |  |  | 1.0909 | 0.80537 |  |  | 1.2 | 0.86331 |  |  |  | 1.026 | 0.839 | 2.2 |  |  |  | 1.0909 | 0.822 | 3.4 |  |  |  | 1.1111 | 0.833 | 3.4 |  |  |  | 1.1321 | 0.863 | 3.3 |  |  |  | 1.1538 | 0.876 | 3.3 |  |  |  | 1.2632 | 0.945 | 3.2 |  |  |  | 1.2903 | 0.96 | 3.2
2022 |  |  | 1.0256 | 0.83916 |  |  | 1.0714 | 0.77419 |  |  | 1.0909 | 0.80537 |  |  | 1.2 | 0.86331 |  |  |  | 1.026 | 0.839 | 2.2 |  |  |  | 1.0909 | 0.822 | 3.4 |  |  |  | 1.1111 | 0.833 | 3.4 |  |  |  | 1.1321 | 0.863 | 3.3 |  |  |  | 1.1538 | 0.876 | 3.3 |  |  |  | 1.2632 | 0.945 | 3.2 |  |  |  | 1.2903 | 0.96 | 3.2
2023 |  |  | 1.0256 | 0.83916 |  |  | 1.0714 | 0.77419 |  |  | 1.0909 | 0.80537 |  |  | 1.2 | 0.86331 |  |  |  | 1.026 | 0.839 | 2.2 |  |  |  | 1.0909 | 0.822 | 3.4 |  |  |  | 1.1111 | 0.833 | 3.4 |  |  |  | 1.1321 | 0.863 | 3.3 |  |  |  | 1.1538 | 0.876 | 3.3 |  |  |  | 1.2632 | 0.945 | 3.2 |  |  |  | 1.2903 | 0.96 | 3.2
2024 |  |  | 1.0256 | 0.83916 |  |  | 1.0714 | 0.77419 |  |  | 1.0909 | 0.80537 |  |  | 1.2 | 0.86331 |  |  |  | 1.026 | 0.839 | 2.2 |  |  |  | 1.0909 | 0.822 | 3.4 |  |  |  | 1.1111 | 0.833 | 3.4 |  |  |  | 1.1321 | 0.863 | 3.3 |  |  |  | 1.1538 | 0.876 | 3.3 |  |  |  | 1.2632 | 0.945 | 3.2 |  |  |  | 1.2903 | 0.96 | 3.2
2025 |  |  | 1.0256 | 0.83916 |  |  | 1.0714 | 0.77419 |  |  | 1.0909 | 0.80537 |  |  | 1.2 | 0.86331 |  |  |  | 1.026 | 0.839 | 2.2 |  |  |  | 1.0909 | 0.822 | 3.4 |  |  |  | 1.1111 | 0.833 | 3.4 |  |  |  | 1.1321 | 0.863 | 3.3 |  |  |  | 1.1538 | 0.876 | 3.3 |  |  |  | 1.2632 | 0.945 | 3.2 |  |  |  | 1.2903 | 0.96 | 3.2
ARTRM9.2 | 11.8 | 14 | 1.0169 | 0.85714 | 11.2 | 13.1 | 1.0714 | 0.91603 | 11 | 12.9 | 1.0909 | 0.93023 | 10 | 11.6 | 1.2 | 1.0345 | 11.8 | 14 | 8.2 | 1.0169 | 0.85714 | 1.4634 | 11 | 12.9 | 3.3 | 1.0909 | 0.93023 | 1.0658 | 10.8 | 12.7 | 3.3 | 1.1111 | 0.94488 | 1.0658 | 10.6 | 12.3 | 3.2 | 1.1321 | 0.97561 | 1.0991 | 10.4 | 12.1 | 3.2 | 1.1538 | 0.99174 | 1.0991 | 9.5 | 11 | 3.2 | 1.2632 | 1.0909 | 1.0991 | 9.3 | 10.8 | 3.2 | 1.2903 | 1.1111 | 1.0991
CPS | 11.7 | 14.3 | 1.0256 | 0.83916 | 11.2 | 15.5 | 1.0714 | 0.77419 | 11 | 14.9 | 1.0909 | 0.80537 | 10 | 13.9 | 1.2 | 0.86331 | 11.7 | 14.3 | 7.5 | 1.026 | 0.839 | 2.2 | 11 | 12.9 | 3.4 | 1.0909 | 0.822 | 3.4 | 10.8 | 12.7 | 3.3 | 1.1111 | 0.833 | 3.4 | 10.6 | 12.3 | 3.2 | 1.1321 | 0.863 | 3.3 | 10.4 | 12.1 | 3.2 | 1.1538 | 0.876 | 3.3 | 9.5 | 11 | 3.2 | 1.2632 | 0.945 | 3.2 | 9.3 | 10.8 | 3.2 | 1.2903 | 0.96 | 3.2

## Chiller (hidden)
| AirCooledChiller |  |  |  | AirCooledChiller |  |  |  | AirCooledChiller |  |  |  | AirCooledChiller |  |  |  | AirCooledChiller |  |  |  | AirCooledChiller |  |  |  | AirCooledChiller |  |  |  | AirCooledChiller |  |  |  | WaterCooledChiller |  | WaterCooledChiller |  | WaterCooledChiller |  | WaterCooledChiller |  | WaterCooledChiller |  | WaterCooledChiller |  | WaterCooledChiller |  | WaterCooledChiller |  | WaterCooledChiller |  | WaterCooledChiller |  | WaterCooledChiller |  | WaterCooledChiller |  | WaterCooledChiller |  | WaterCooledChiller |  | WaterCooledChiller |  | WaterCooledChiller |  | WaterCooledChiller |  | WaterCooledChiller |  | WaterCooledChiller |  | WaterCooledChiller
| Centrifugal |  |  |  | Centrifugal |  |  |  | Centrifugal |  |  |  | Centrifugal |  |  |  | ScrewScrollReciprocating |  |  |  | ScrewScrollReciprocating |  |  |  | ScrewScrollReciprocating |  |  |  | ScrewScrollReciprocating |  |  |  | ScrewScrollReciprocating |  | ScrewScrollReciprocating |  | ScrewScrollReciprocating |  | ScrewScrollReciprocating |  | ScrewScrollReciprocating |  | ScrewScrollReciprocating |  | ScrewScrollReciprocating |  | ScrewScrollReciprocating |  | ScrewScrollReciprocating |  | ScrewScrollReciprocating |  | Centrifugal |  | Centrifugal |  | Centrifugal |  | Centrifugal |  | Centrifugal |  | Centrifugal |  | Centrifugal |  | Centrifugal |  | Centrifugal |  | Centrifugal
| A |  |  |  | B |  |  |  | A |  |  |  | B |  |  |  | A |  |  |  | B |  |  |  | A |  |  |  | B |  |  |  | A |  | B |  | A |  | B |  | A |  | B |  | A |  | B |  | A |  | B |  | A |  | B |  | A |  | B |  | A |  | B |  | A |  | B |  | A |  | B
| Lessthan150tons |  |  |  | Lessthan150tons |  |  |  | Greaterthan150tons |  |  |  | Greaterthan150tons |  |  |  | Lessthan150tons |  |  |  | Lessthan150tons |  |  |  | Greaterthan150tons |  |  |  | Greaterthan150tons |  |  |  | Lessthan75tons |  | Lessthan75tons |  | 75to150tons |  | 75to150tons |  | 150to300tons |  | 150to300tons |  | 300to600tons |  | 300to600tons |  | Greaterthan600tons |  | Greaterthan600tons |  | Lessthan150tons |  | Lessthan150tons |  | 150to300tons |  | 150to300tons |  | 300to400tons |  | 300to400tons |  | 400to600tons |  | 400to600tons |  | Greaterthan600tons |  | Greaterthan600tons
| AirCooledChillerCentrifugalALessthan150tons |  |  |  | AirCooledChillerCentrifugalBLessthan150tons |  |  |  | AirCooledChillerCentrifugalAGreaterthan150tons |  |  |  | AirCooledChillerCentrifugalBGreaterthan150tons |  |  |  | AirCooledChillerScrewScrollReciprocatingALessthan150tons |  |  |  | AirCooledChillerScrewScrollReciprocatingBLessthan150tons |  |  |  | AirCooledChillerScrewScrollReciprocatingAGreaterthan150tons |  |  |  | AirCooledChillerScrewScrollReciprocatingBGreaterthan150tons |  |  |  | WaterCooledChillerScrewScrollReciprocatingALessthan75tons |  | WaterCooledChillerScrewScrollReciprocatingBLessthan75tons |  | WaterCooledChillerScrewScrollReciprocatingA75to150tons |  | WaterCooledChillerScrewScrollReciprocatingB75to150tons |  | WaterCooledChillerScrewScrollReciprocatingA150to300tons |  | WaterCooledChillerScrewScrollReciprocatingB150to300tons |  | WaterCooledChillerScrewScrollReciprocatingA300to600tons |  | WaterCooledChillerScrewScrollReciprocatingB300to600tons |  | WaterCooledChillerScrewScrollReciprocatingAGreaterthan600tons |  | WaterCooledChillerScrewScrollReciprocatingBGreaterthan600tons |  | WaterCooledChillerCentrifugalALessthan150tons |  | WaterCooledChillerCentrifugalBLessthan150tons |  | WaterCooledChillerCentrifugalA150to300tons |  | WaterCooledChillerCentrifugalB150to300tons |  | WaterCooledChillerCentrifugalA300to400tons |  | WaterCooledChillerCentrifugalB300to400tons |  | WaterCooledChillerCentrifugalA400to600tons |  | WaterCooledChillerCentrifugalB400to600tons |  | WaterCooledChillerCentrifugalAGreaterthan600tons |  | WaterCooledChillerCentrifugalBGreaterthan600tons
| Full | IPLV | Full | Part | Full | IPLV | Full | Part | Full | IPLV | Full | Part | Full | IPLV | Full | Part | Full | IPLV | Full | Part | Full | IPLV | Full | Part | Full | IPLV | Full | Part | Full | IPLV | Full | Part | Full | Part | Full | Part | Full | Part | Full | Part | Full | Part | Full | Part | Full | Part | Full | Part | Full | Part | Full | Part | Full | Part | Full | Part | Full | Part | Full | Part | Full | Part | Full | Part | Full | Part | Full | Part | Full | Part | Full | Part
1997 | 9.212 | 9.554 | 1.3026 | 1.256 | 9.212 | 9.554 | 1.3026 | 1.256 | 8.53 | 8.53 | 1.4068 | 1.4068 | 8.53 | 8.53 | 1.4068 | 1.4068 | 9.212 | 9.554 | 1.3026 | 1.256 | 9.212 | 9.554 | 1.3026 | 1.256 | 8.53 | 8.53 | 1.4068 | 1.4068 | 8.53 | 8.53 | 1.4068 | 1.4068 | 0.925 | 0.902 | 0.925 | 0.902 | 0.925 | 0.902 | 0.925 | 0.902 | 0.837 | 0.781 | 0.837 | 0.781 | 0.748 | 0.733 | 0.748 | 0.733 | 0.748 | 0.733 | 0.748 | 0.733 | 0.925 | 0.902 | 0.925 | 0.902 | 0.837 | 0.781 | 0.837 | 0.781 | 0.748 | 0.733 | 0.748 | 0.733 | 0.748 | 0.733 | 0.748 | 0.733 | 0.748 | 0.733 | 0.748 | 0.733 | ASHRAE 90.1--1989 (as of Jan. 1, 1992)
1998 | 9.212 | 9.554 | 1.3026 | 1.256 | 9.212 | 9.554 | 1.3026 | 1.256 | 8.53 | 8.53 | 1.4068 | 1.4068 | 8.53 | 8.53 | 1.4068 | 1.4068 | 9.212 | 9.554 | 1.3026 | 1.256 | 9.212 | 9.554 | 1.3026 | 1.256 | 8.53 | 8.53 | 1.4068 | 1.4068 | 8.53 | 8.53 | 1.4068 | 1.4068 | 0.925 | 0.902 | 0.925 | 0.902 | 0.925 | 0.902 | 0.925 | 0.902 | 0.837 | 0.781 | 0.837 | 0.781 | 0.748 | 0.733 | 0.748 | 0.733 | 0.748 | 0.733 | 0.748 | 0.733 | 0.925 | 0.902 | 0.925 | 0.902 | 0.837 | 0.781 | 0.837 | 0.781 | 0.748 | 0.733 | 0.748 | 0.733 | 0.748 | 0.733 | 0.748 | 0.733 | 0.748 | 0.733 | 0.748 | 0.733 | ASHRAE 90.1--1989 (as of Jan. 1, 1992)
1999 | 9.212 | 9.554 | 1.3026 | 1.256 | 9.212 | 9.554 | 1.3026 | 1.256 | 8.53 | 8.53 | 1.4068 | 1.4068 | 8.53 | 8.53 | 1.4068 | 1.4068 | 9.212 | 9.554 | 1.3026 | 1.256 | 9.212 | 9.554 | 1.3026 | 1.256 | 8.53 | 8.53 | 1.4068 | 1.4068 | 8.53 | 8.53 | 1.4068 | 1.4068 | 0.925 | 0.902 | 0.925 | 0.902 | 0.925 | 0.902 | 0.925 | 0.902 | 0.837 | 0.781 | 0.837 | 0.781 | 0.748 | 0.733 | 0.748 | 0.733 | 0.748 | 0.733 | 0.748 | 0.733 | 0.925 | 0.902 | 0.925 | 0.902 | 0.837 | 0.781 | 0.837 | 0.781 | 0.748 | 0.733 | 0.748 | 0.733 | 0.748 | 0.733 | 0.748 | 0.733 | 0.748 | 0.733 | 0.748 | 0.733 | ASHRAE 90.1--1989 (as of Jan. 1, 1992)
2000 | 9.212 | 9.554 | 1.3026 | 1.256 | 9.212 | 9.554 | 1.3026 | 1.256 | 8.53 | 8.53 | 1.4068 | 1.4068 | 8.53 | 8.53 | 1.4068 | 1.4068 | 9.212 | 9.554 | 1.3026 | 1.256 | 9.212 | 9.554 | 1.3026 | 1.256 | 8.53 | 8.53 | 1.4068 | 1.4068 | 8.53 | 8.53 | 1.4068 | 1.4068 | 0.925 | 0.902 | 0.925 | 0.902 | 0.925 | 0.902 | 0.925 | 0.902 | 0.837 | 0.781 | 0.837 | 0.781 | 0.748 | 0.733 | 0.748 | 0.733 | 0.748 | 0.733 | 0.748 | 0.733 | 0.925 | 0.902 | 0.925 | 0.902 | 0.837 | 0.781 | 0.837 | 0.781 | 0.748 | 0.733 | 0.748 | 0.733 | 0.748 | 0.733 | 0.748 | 0.733 | 0.748 | 0.733 | 0.748 | 0.733 | ASHRAE 90.1--1989 (as of Jan. 1, 1992)
2001 | 9.212 | 9.554 | 1.3026 | 1.256 | 9.212 | 9.554 | 1.3026 | 1.256 | 8.53 | 8.53 | 1.4068 | 1.4068 | 8.53 | 8.53 | 1.4068 | 1.4068 | 9.212 | 9.554 | 1.3026 | 1.256 | 9.212 | 9.554 | 1.3026 | 1.256 | 8.53 | 8.53 | 1.4068 | 1.4068 | 8.53 | 8.53 | 1.4068 | 1.4068 | 0.925 | 0.902 | 0.925 | 0.902 | 0.925 | 0.902 | 0.925 | 0.902 | 0.837 | 0.781 | 0.837 | 0.781 | 0.748 | 0.733 | 0.748 | 0.733 | 0.748 | 0.733 | 0.748 | 0.733 | 0.925 | 0.902 | 0.925 | 0.902 | 0.837 | 0.781 | 0.837 | 0.781 | 0.748 | 0.733 | 0.748 | 0.733 | 0.748 | 0.733 | 0.748 | 0.733 | 0.748 | 0.733 | 0.748 | 0.733 | ASHRAE 90.1--1999
2002 | 9.562 | 10.416 | 1.255 | 1.1521 | 9.562 | 10.416 | 1.255 | 1.1521 | 9.562 | 10.416 | 1.255 | 1.1521 | 9.562 | 10.416 | 1.255 | 1.1521 | 9.562 | 10.416 | 1.255 | 1.1521 | 9.562 | 10.416 | 1.255 | 1.1521 | 9.562 | 10.416 | 1.255 | 1.1521 | 9.562 | 10.416 | 1.255 | 1.1521 | 0.79 | 0.676 | 0.79 | 0.676 | 0.79 | 0.676 | 0.79 | 0.676 | 0.718 | 0.628 | 0.718 | 0.628 | 0.639 | 0.572 | 0.639 | 0.572 | 0.639 | 0.572 | 0.639 | 0.572 | 0.703 | 0.67 | 0.703 | 0.67 | 0.634 | 0.596 | 0.634 | 0.596 | 0.576 | 0.549 | 0.576 | 0.549 | 0.576 | 0.549 | 0.576 | 0.549 | 0.576 | 0.549 | 0.576 | 0.549 | ASHRAE 90.1--1999
2003 | 9.562 | 10.416 | 1.255 | 1.1521 | 9.562 | 10.416 | 1.255 | 1.1521 | 9.562 | 10.416 | 1.255 | 1.1521 | 9.562 | 10.416 | 1.255 | 1.1521 | 9.562 | 10.416 | 1.255 | 1.1521 | 9.562 | 10.416 | 1.255 | 1.1521 | 9.562 | 10.416 | 1.255 | 1.1521 | 9.562 | 10.416 | 1.255 | 1.1521 | 0.79 | 0.676 | 0.79 | 0.676 | 0.79 | 0.676 | 0.79 | 0.676 | 0.718 | 0.628 | 0.718 | 0.628 | 0.639 | 0.572 | 0.639 | 0.572 | 0.639 | 0.572 | 0.639 | 0.572 | 0.703 | 0.67 | 0.703 | 0.67 | 0.634 | 0.596 | 0.634 | 0.596 | 0.576 | 0.549 | 0.576 | 0.549 | 0.576 | 0.549 | 0.576 | 0.549 | 0.576 | 0.549 | 0.576 | 0.549 | ASHRAE 90.1--1999
2004 | 9.562 | 10.416 | 1.255 | 1.1521 | 9.562 | 10.416 | 1.255 | 1.1521 | 9.562 | 10.416 | 1.255 | 1.1521 | 9.562 | 10.416 | 1.255 | 1.1521 | 9.562 | 10.416 | 1.255 | 1.1521 | 9.562 | 10.416 | 1.255 | 1.1521 | 9.562 | 10.416 | 1.255 | 1.1521 | 9.562 | 10.416 | 1.255 | 1.1521 | 0.79 | 0.676 | 0.79 | 0.676 | 0.79 | 0.676 | 0.79 | 0.676 | 0.718 | 0.628 | 0.718 | 0.628 | 0.639 | 0.572 | 0.639 | 0.572 | 0.639 | 0.572 | 0.639 | 0.572 | 0.703 | 0.67 | 0.703 | 0.67 | 0.634 | 0.596 | 0.634 | 0.596 | 0.576 | 0.549 | 0.576 | 0.549 | 0.576 | 0.549 | 0.576 | 0.549 | 0.576 | 0.549 | 0.576 | 0.549 | ASHRAE 90.1--1999 (as of 10/29/2001)
2005 | 9.562 | 10.416 | 1.255 | 1.1521 | 9.562 | 10.416 | 1.255 | 1.1521 | 9.562 | 10.416 | 1.255 | 1.1521 | 9.562 | 10.416 | 1.255 | 1.1521 | 9.562 | 10.416 | 1.255 | 1.1521 | 9.562 | 10.416 | 1.255 | 1.1521 | 9.562 | 10.416 | 1.255 | 1.1521 | 9.562 | 10.416 | 1.255 | 1.1521 | 0.79 | 0.676 | 0.79 | 0.676 | 0.79 | 0.676 | 0.79 | 0.676 | 0.718 | 0.628 | 0.718 | 0.628 | 0.639 | 0.572 | 0.639 | 0.572 | 0.639 | 0.572 | 0.639 | 0.572 | 0.703 | 0.67 | 0.703 | 0.67 | 0.634 | 0.596 | 0.634 | 0.596 | 0.576 | 0.549 | 0.576 | 0.549 | 0.576 | 0.549 | 0.576 | 0.549 | 0.576 | 0.549 | 0.576 | 0.549 | ASHRAE 90.1--1999 (as of 10/29/2001)
2006 | 9.562 | 10.416 | 1.255 | 1.1521 | 9.562 | 10.416 | 1.255 | 1.1521 | 9.562 | 10.416 | 1.255 | 1.1521 | 9.562 | 10.416 | 1.255 | 1.1521 | 9.562 | 10.416 | 1.255 | 1.1521 | 9.562 | 10.416 | 1.255 | 1.1521 | 9.562 | 10.416 | 1.255 | 1.1521 | 9.562 | 10.416 | 1.255 | 1.1521 | 0.79 | 0.676 | 0.79 | 0.676 | 0.79 | 0.676 | 0.79 | 0.676 | 0.718 | 0.628 | 0.718 | 0.628 | 0.639 | 0.572 | 0.639 | 0.572 | 0.639 | 0.572 | 0.639 | 0.572 | 0.703 | 0.67 | 0.703 | 0.67 | 0.634 | 0.596 | 0.634 | 0.596 | 0.576 | 0.549 | 0.576 | 0.549 | 0.576 | 0.549 | 0.576 | 0.549 | 0.576 | 0.549 | 0.576 | 0.549 | ASHRAE 90.1--2004
2007 | 9.562 | 10.416 | 1.255 | 1.1521 | 9.562 | 10.416 | 1.255 | 1.1521 | 9.562 | 10.416 | 1.255 | 1.1521 | 9.562 | 10.416 | 1.255 | 1.1521 | 9.562 | 10.416 | 1.255 | 1.1521 | 9.562 | 10.416 | 1.255 | 1.1521 | 9.562 | 10.416 | 1.255 | 1.1521 | 9.562 | 10.416 | 1.255 | 1.1521 | 0.79 | 0.676 | 0.79 | 0.676 | 0.79 | 0.676 | 0.79 | 0.676 | 0.718 | 0.628 | 0.718 | 0.628 | 0.639 | 0.572 | 0.639 | 0.572 | 0.639 | 0.572 | 0.639 | 0.572 | 0.703 | 0.67 | 0.703 | 0.67 | 0.634 | 0.596 | 0.634 | 0.596 | 0.576 | 0.549 | 0.576 | 0.549 | 0.576 | 0.549 | 0.576 | 0.549 | 0.576 | 0.549 | 0.576 | 0.549 | ASHRAE 90.1--2004
2008 | 9.562 | 10.416 | 1.255 | 1.1521 | 9.562 | 10.416 | 1.255 | 1.1521 | 9.562 | 10.416 | 1.255 | 1.1521 | 9.562 | 10.416 | 1.255 | 1.1521 | 9.562 | 10.416 | 1.255 | 1.1521 | 9.562 | 10.416 | 1.255 | 1.1521 | 9.562 | 10.416 | 1.255 | 1.1521 | 9.562 | 10.416 | 1.255 | 1.1521 | 0.79 | 0.676 | 0.79 | 0.676 | 0.79 | 0.676 | 0.79 | 0.676 | 0.718 | 0.628 | 0.718 | 0.628 | 0.639 | 0.572 | 0.639 | 0.572 | 0.639 | 0.572 | 0.639 | 0.572 | 0.703 | 0.67 | 0.703 | 0.67 | 0.634 | 0.596 | 0.634 | 0.596 | 0.576 | 0.549 | 0.576 | 0.549 | 0.576 | 0.549 | 0.576 | 0.549 | 0.576 | 0.549 | 0.576 | 0.549 | Federal Standard/ASHRAE 90.1--2004
2009 | 9.562 | 10.416 | 1.255 | 1.1521 | 9.562 | 10.416 | 1.255 | 1.1521 | 9.562 | 10.416 | 1.255 | 1.1521 | 9.562 | 10.416 | 1.255 | 1.1521 | 9.562 | 10.416 | 1.255 | 1.1521 | 9.562 | 10.416 | 1.255 | 1.1521 | 9.562 | 10.416 | 1.255 | 1.1521 | 9.562 | 10.416 | 1.255 | 1.1521 | 0.79 | 0.676 | 0.79 | 0.676 | 0.79 | 0.676 | 0.79 | 0.676 | 0.718 | 0.628 | 0.718 | 0.628 | 0.639 | 0.572 | 0.639 | 0.572 | 0.639 | 0.572 | 0.639 | 0.572 | 0.703 | 0.67 | 0.703 | 0.67 | 0.634 | 0.596 | 0.634 | 0.596 | 0.576 | 0.549 | 0.576 | 0.549 | 0.576 | 0.549 | 0.576 | 0.549 | 0.576 | 0.549 | 0.576 | 0.549 | Federal Standard/ASHRAE 90.1-2007
2010 | 9.562 | 12.5 | 1.255 | 0.96 | 9.562 | 12.5 | 1.255 | 0.96 | 9.562 | 12.5 | 1.255 | 0.96 | 9.562 | 12.5 | 1.255 | 0.96 | 9.562 | 12.5 | 1.255 | 0.96 | 9.562 | 12.5 | 1.255 | 0.96 | 9.562 | 12.5 | 1.255 | 0.96 | 9.562 | 12.5 | 1.255 | 0.96 | 0.78 | 0.63 | 0.8 | 0.6 | 0.775 | 0.615 | 0.79 | 0.586 | 0.68 | 0.58 | 0.718 | 0.54 | 0.62 | 0.54 | 0.639 | 0.49 | 0.62 | 0.54 | 0.639 | 0.49 | 0.634 | 0.596 | 0.639 | 0.45 | 0.634 | 0.596 | 0.639 | 0.45 | 0.576 | 0.549 | 0.6 | 0.4 | 0.576 | 0.549 | 0.6 | 0.4 | 0.57 | 0.539 | 0.59 | 0.4 | Federal Standard/ASHRAE 90.1-2007
2011 | 9.562 | 12.5 | 1.255 | 0.96 | 9.562 | 12.5 | 1.255 | 0.96 | 9.562 | 12.5 | 1.255 | 0.96 | 9.562 | 12.5 | 1.255 | 0.96 | 9.562 | 12.5 | 1.255 | 0.96 | 9.562 | 12.5 | 1.255 | 0.96 | 9.562 | 12.5 | 1.255 | 0.96 | 9.562 | 12.5 | 1.255 | 0.96 | 0.78 | 0.63 | 0.8 | 0.6 | 0.775 | 0.615 | 0.79 | 0.586 | 0.68 | 0.58 | 0.718 | 0.54 | 0.62 | 0.54 | 0.639 | 0.49 | 0.62 | 0.54 | 0.639 | 0.49 | 0.634 | 0.596 | 0.639 | 0.45 | 0.634 | 0.596 | 0.639 | 0.45 | 0.576 | 0.549 | 0.6 | 0.4 | 0.576 | 0.549 | 0.6 | 0.4 | 0.57 | 0.539 | 0.59 | 0.4 | Federal Standard/ASHRAE 90.1-2007
2012 | 9.562 | 12.5 | 1.255 | 0.96 | 9.562 | 12.5 | 1.255 | 0.96 | 9.562 | 12.5 | 1.255 | 0.96 | 9.562 | 12.5 | 1.255 | 0.96 | 9.562 | 12.5 | 1.255 | 0.96 | 9.562 | 12.5 | 1.255 | 0.96 | 9.562 | 12.5 | 1.255 | 0.96 | 9.562 | 12.5 | 1.255 | 0.96 | 0.78 | 0.63 | 0.8 | 0.6 | 0.775 | 0.615 | 0.79 | 0.586 | 0.68 | 0.58 | 0.718 | 0.54 | 0.62 | 0.54 | 0.639 | 0.49 | 0.62 | 0.54 | 0.639 | 0.49 | 0.634 | 0.596 | 0.639 | 0.45 | 0.634 | 0.596 | 0.639 | 0.45 | 0.576 | 0.549 | 0.6 | 0.4 | 0.576 | 0.549 | 0.6 | 0.4 | 0.57 | 0.539 | 0.59 | 0.4 | Federal Standard/ASHRAE 90.1-2007 (as of 1/1/2010)
2013 | 9.562 | 12.5 | 1.255 | 0.96 | 9.562 | 12.5 | 1.255 | 0.96 | 9.562 | 12.5 | 1.255 | 0.96 | 9.562 | 12.5 | 1.255 | 0.96 | 9.562 | 12.5 | 1.255 | 0.96 | 9.562 | 12.5 | 1.255 | 0.96 | 9.562 | 12.5 | 1.255 | 0.96 | 9.562 | 12.5 | 1.255 | 0.96 | 0.78 | 0.63 | 0.8 | 0.6 | 0.775 | 0.615 | 0.79 | 0.586 | 0.68 | 0.58 | 0.718 | 0.54 | 0.62 | 0.54 | 0.639 | 0.49 | 0.62 | 0.54 | 0.639 | 0.49 | 0.634 | 0.596 | 0.639 | 0.45 | 0.634 | 0.596 | 0.639 | 0.45 | 0.576 | 0.549 | 0.6 | 0.4 | 0.576 | 0.549 | 0.6 | 0.4 | 0.57 | 0.539 | 0.59 | 0.4 | Federal Standard/ASHRAE 90.1-2007 (as of 1/1/2010)
2014 | 9.562 | 12.5 | 1.255 | 0.96 | 9.562 | 12.5 | 1.255 | 0.96 | 9.562 | 12.5 | 1.255 | 0.96 | 9.562 | 12.5 | 1.255 | 0.96 | 9.562 | 12.5 | 1.255 | 0.96 | 9.562 | 12.5 | 1.255 | 0.96 | 9.562 | 12.5 | 1.255 | 0.96 | 9.562 | 12.5 | 1.255 | 0.96 | 0.78 | 0.63 | 0.8 | 0.6 | 0.775 | 0.615 | 0.79 | 0.586 | 0.68 | 0.58 | 0.718 | 0.54 | 0.62 | 0.54 | 0.639 | 0.49 | 0.62 | 0.54 | 0.639 | 0.49 | 0.634 | 0.596 | 0.639 | 0.45 | 0.634 | 0.596 | 0.639 | 0.45 | 0.576 | 0.549 | 0.6 | 0.4 | 0.576 | 0.549 | 0.6 | 0.4 | 0.57 | 0.539 | 0.59 | 0.4 | Federal Standard/ASHRAE 90.1-2007 (as of 1/1/2010)
2015 | 9.562 | 12.5 | 1.255 | 0.96 | 9.562 | 12.5 | 1.255 | 0.96 | 9.562 | 12.5 | 1.255 | 0.96 | 9.562 | 12.5 | 1.255 | 0.96 | 9.562 | 12.5 | 1.255 | 0.96 | 9.562 | 12.5 | 1.255 | 0.96 | 9.562 | 12.5 | 1.255 | 0.96 | 9.562 | 12.5 | 1.255 | 0.96 | 0.78 | 0.63 | 0.8 | 0.6 | 0.775 | 0.615 | 0.79 | 0.586 | 0.68 | 0.58 | 0.718 | 0.54 | 0.62 | 0.54 | 0.639 | 0.49 | 0.62 | 0.54 | 0.639 | 0.49 | 0.634 | 0.596 | 0.639 | 0.45 | 0.634 | 0.596 | 0.639 | 0.45 | 0.576 | 0.549 | 0.6 | 0.4 | 0.576 | 0.549 | 0.6 | 0.4 | 0.57 | 0.539 | 0.59 | 0.4
2016 | 9.562 | 12.5 | 1.255 | 0.96 | 9.562 | 12.5 | 1.255 | 0.96 | 9.562 | 12.5 | 1.255 | 0.96 | 9.562 | 12.5 | 1.255 | 0.96 | 9.562 | 12.5 | 1.255 | 0.96 | 9.562 | 12.5 | 1.255 | 0.96 | 9.562 | 12.5 | 1.255 | 0.96 | 9.562 | 12.5 | 1.255 | 0.96 | 0.78 | 0.63 | 0.8 | 0.6 | 0.775 | 0.615 | 0.79 | 0.586 | 0.68 | 0.58 | 0.718 | 0.54 | 0.62 | 0.54 | 0.639 | 0.49 | 0.62 | 0.54 | 0.639 | 0.49 | 0.634 | 0.596 | 0.639 | 0.45 | 0.634 | 0.596 | 0.639 | 0.45 | 0.576 | 0.549 | 0.6 | 0.4 | 0.576 | 0.549 | 0.6 | 0.4 | 0.57 | 0.539 | 0.59 | 0.4
2017 | 9.562 | 12.5 | 1.255 | 0.96 | 9.562 | 12.5 | 1.255 | 0.96 | 9.562 | 12.5 | 1.255 | 0.96 | 9.562 | 12.5 | 1.255 | 0.96 | 9.562 | 12.5 | 1.255 | 0.96 | 9.562 | 12.5 | 1.255 | 0.96 | 9.562 | 12.5 | 1.255 | 0.96 | 9.562 | 12.5 | 1.255 | 0.96 | 0.78 | 0.63 | 0.8 | 0.6 | 0.775 | 0.615 | 0.79 | 0.586 | 0.68 | 0.58 | 0.718 | 0.54 | 0.62 | 0.54 | 0.639 | 0.49 | 0.62 | 0.54 | 0.639 | 0.49 | 0.634 | 0.596 | 0.639 | 0.45 | 0.634 | 0.596 | 0.639 | 0.45 | 0.576 | 0.549 | 0.6 | 0.4 | 0.576 | 0.549 | 0.6 | 0.4 | 0.57 | 0.539 | 0.59 | 0.4
2018 | 10.1 | 13.7 | 1.1881 | 0.87591 | 9.7 | 15.8 | 1.2371 | 0.75949 | 10.1 | 14 | 1.1881 | 0.85714 | 9.7 | 16.1 | 1.2371 | 0.74534 | 10.1 | 13.7 | 1.1881 | 0.87591 | 9.7 | 15.8 | 1.2371 | 0.75949 | 10.1 | 14 | 1.1881 | 0.85714 | 9.7 | 16.1 | 1.2371 | 0.74534 | 0.75 | 0.6 | 0.78 | 0.5 | 0.72 | 0.56 | 0.75 | 0.49 | 0.66 | 0.54 | 0.68 | 0.44 | 0.61 | 0.52 | 0.625 | 0.41 | 0.56 | 0.5 | 0.585 | 0.38 | 0.61 | 0.55 | 0.695 | 0.44 | 0.61 | 0.55 | 0.635 | 0.4 | 0.56 | 0.52 | 0.595 | 0.39 | 0.56 | 0.5 | 0.585 | 0.38 | 0.56 | 0.5 | 0.585 | 0.38
2019 | 10.1 | 13.7 | 1.1881 | 0.87591 | 9.7 | 15.8 | 1.2371 | 0.75949 | 10.1 | 14 | 1.1881 | 0.85714 | 9.7 | 16.1 | 1.2371 | 0.74534 | 10.1 | 13.7 | 1.1881 | 0.87591 | 9.7 | 15.8 | 1.2371 | 0.75949 | 10.1 | 14 | 1.1881 | 0.85714 | 9.7 | 16.1 | 1.2371 | 0.74534 | 0.75 | 0.6 | 0.78 | 0.5 | 0.72 | 0.56 | 0.75 | 0.49 | 0.66 | 0.54 | 0.68 | 0.44 | 0.61 | 0.52 | 0.625 | 0.41 | 0.56 | 0.5 | 0.585 | 0.38 | 0.61 | 0.55 | 0.695 | 0.44 | 0.61 | 0.55 | 0.635 | 0.4 | 0.56 | 0.52 | 0.595 | 0.39 | 0.56 | 0.5 | 0.585 | 0.38 | 0.56 | 0.5 | 0.585 | 0.38
2020 | 10.1 | 13.7 | 1.1881 | 0.87591 | 9.7 | 15.8 | 1.2371 | 0.75949 | 10.1 | 14 | 1.1881 | 0.85714 | 9.7 | 16.1 | 1.2371 | 0.74534 | 10.1 | 13.7 | 1.1881 | 0.87591 | 9.7 | 15.8 | 1.2371 | 0.75949 | 10.1 | 14 | 1.1881 | 0.85714 | 9.7 | 16.1 | 1.2371 | 0.74534 | 0.75 | 0.6 | 0.78 | 0.5 | 0.72 | 0.56 | 0.75 | 0.49 | 0.66 | 0.54 | 0.68 | 0.44 | 0.61 | 0.52 | 0.625 | 0.41 | 0.56 | 0.5 | 0.585 | 0.38 | 0.61 | 0.55 | 0.695 | 0.44 | 0.61 | 0.55 | 0.635 | 0.4 | 0.56 | 0.52 | 0.595 | 0.39 | 0.56 | 0.5 | 0.585 | 0.38 | 0.56 | 0.5 | 0.585 | 0.38
2021 | 10.1 | 13.7 | 1.1881 | 0.87591 | 9.7 | 15.8 | 1.2371 | 0.75949 | 10.1 | 14 | 1.1881 | 0.85714 | 9.7 | 16.1 | 1.2371 | 0.74534 | 10.1 | 13.7 | 1.1881 | 0.87591 | 9.7 | 15.8 | 1.2371 | 0.75949 | 10.1 | 14 | 1.1881 | 0.85714 | 9.7 | 16.1 | 1.2371 | 0.74534 | 0.75 | 0.6 | 0.78 | 0.5 | 0.72 | 0.56 | 0.75 | 0.49 | 0.66 | 0.54 | 0.68 | 0.44 | 0.61 | 0.52 | 0.625 | 0.41 | 0.56 | 0.5 | 0.585 | 0.38 | 0.61 | 0.55 | 0.695 | 0.44 | 0.61 | 0.55 | 0.635 | 0.4 | 0.56 | 0.52 | 0.595 | 0.39 | 0.56 | 0.5 | 0.585 | 0.38 | 0.56 | 0.5 | 0.585 | 0.38
2022 | 10.1 | 13.7 | 1.1881 | 0.87591 | 9.7 | 15.8 | 1.2371 | 0.75949 | 10.1 | 14 | 1.1881 | 0.85714 | 9.7 | 16.1 | 1.2371 | 0.74534 | 10.1 | 13.7 | 1.1881 | 0.87591 | 9.7 | 15.8 | 1.2371 | 0.75949 | 10.1 | 14 | 1.1881 | 0.85714 | 9.7 | 16.1 | 1.2371 | 0.74534 | 0.75 | 0.6 | 0.78 | 0.5 | 0.72 | 0.56 | 0.75 | 0.49 | 0.66 | 0.54 | 0.68 | 0.44 | 0.61 | 0.52 | 0.625 | 0.41 | 0.56 | 0.5 | 0.585 | 0.38 | 0.61 | 0.55 | 0.695 | 0.44 | 0.61 | 0.55 | 0.635 | 0.4 | 0.56 | 0.52 | 0.595 | 0.39 | 0.56 | 0.5 | 0.585 | 0.38 | 0.56 | 0.5 | 0.585 | 0.38
2023 | 10.1 | 13.7 | 1.1881 | 0.87591 | 9.7 | 15.8 | 1.2371 | 0.75949 | 10.1 | 14 | 1.1881 | 0.85714 | 9.7 | 16.1 | 1.2371 | 0.74534 | 10.1 | 13.7 | 1.1881 | 0.87591 | 9.7 | 15.8 | 1.2371 | 0.75949 | 10.1 | 14 | 1.1881 | 0.85714 | 9.7 | 16.1 | 1.2371 | 0.74534 | 0.75 | 0.6 | 0.78 | 0.5 | 0.72 | 0.56 | 0.75 | 0.49 | 0.66 | 0.54 | 0.68 | 0.44 | 0.61 | 0.52 | 0.625 | 0.41 | 0.56 | 0.5 | 0.585 | 0.38 | 0.61 | 0.55 | 0.695 | 0.44 | 0.61 | 0.55 | 0.635 | 0.4 | 0.56 | 0.52 | 0.595 | 0.39 | 0.56 | 0.5 | 0.585 | 0.38 | 0.56 | 0.5 | 0.585 | 0.38
2024 | 10.1 | 13.7 | 1.1881 | 0.87591 | 9.7 | 15.8 | 1.2371 | 0.75949 | 10.1 | 14 | 1.1881 | 0.85714 | 9.7 | 16.1 | 1.2371 | 0.74534 | 10.1 | 13.7 | 1.1881 | 0.87591 | 9.7 | 15.8 | 1.2371 | 0.75949 | 10.1 | 14 | 1.1881 | 0.85714 | 9.7 | 16.1 | 1.2371 | 0.74534 | 0.75 | 0.6 | 0.78 | 0.5 | 0.72 | 0.56 | 0.75 | 0.49 | 0.66 | 0.54 | 0.68 | 0.44 | 0.61 | 0.52 | 0.625 | 0.41 | 0.56 | 0.5 | 0.585 | 0.38 | 0.61 | 0.55 | 0.695 | 0.44 | 0.61 | 0.55 | 0.635 | 0.4 | 0.56 | 0.52 | 0.595 | 0.39 | 0.56 | 0.5 | 0.585 | 0.38 | 0.56 | 0.5 | 0.585 | 0.38
2025 | 10.1 | 13.7 | 1.1881 | 0.87591 | 9.7 | 15.8 | 1.2371 | 0.75949 | 10.1 | 14 | 1.1881 | 0.85714 | 9.7 | 16.1 | 1.2371 | 0.74534 | 10.1 | 13.7 | 1.1881 | 0.87591 | 9.7 | 15.8 | 1.2371 | 0.75949 | 10.1 | 14 | 1.1881 | 0.85714 | 9.7 | 16.1 | 1.2371 | 0.74534 | 0.75 | 0.6 | 0.78 | 0.5 | 0.72 | 0.56 | 0.75 | 0.49 | 0.66 | 0.54 | 0.68 | 0.44 | 0.61 | 0.52 | 0.625 | 0.41 | 0.56 | 0.5 | 0.585 | 0.38 | 0.61 | 0.55 | 0.695 | 0.44 | 0.61 | 0.55 | 0.635 | 0.4 | 0.56 | 0.52 | 0.595 | 0.39 | 0.56 | 0.5 | 0.585 | 0.38 | 0.56 | 0.5 | 0.585 | 0.38
ARTRM9.2 | 9.562 | 12.5 | 1.255 | 0.96 | 9.562 | 12.5 | 1.255 | 0.96 | 9.562 | 12.75 | 1.255 | 0.94118 | 9.562 | 12.75 | 1.255 | 0.94118 | 9.562 | 12.5 | 1.255 | 0.96 | 9.562 | 12.5 | 1.255 | 0.96 | 9.562 | 12.75 | 1.255 | 0.94118 | 9.562 | 12.75 | 1.255 | 0.94118 | 0.78 | 0.63 | 0.8 | 0.6 | 0.775 | 0.615 | 0.79 | 0.586 | 0.68 | 0.58 | 0.718 | 0.54 | 0.62 | 0.54 | 0.639 | 0.49 | 0.62 | 0.54 | 0.639 | 0.49 | 0.634 | 0.596 | 0.639 | 0.45 | 0.634 | 0.596 | 0.639 | 0.45 | 0.576 | 0.549 | 0.6 | 0.4 | 0.576 | 0.549 | 0.6 | 0.4 | 0.57 | 0.539 | 0.59 | 0.4
CPS | 10.1 | 13.7 | 1.1881 | 0.87591 | 9.7 | 15.8 | 1.2371 | 0.75949 | 10.1 | 14 | 1.1881 | 0.85714 | 9.7 | 16.1 | 1.2371 | 0.74534 | 10.1 | 13.7 | 1.1881 | 0.87591 | 9.7 | 15.8 | 1.2371 | 0.75949 | 10.1 | 14 | 1.1881 | 0.85714 | 9.7 | 16.1 | 1.2371 | 0.74534 | 0.75 | 0.6 | 0.78 | 0.5 | 0.72 | 0.56 | 0.75 | 0.49 | 0.66 | 0.54 | 0.68 | 0.44 | 0.61 | 0.52 | 0.625 | 0.41 | 0.56 | 0.5 | 0.585 | 0.38 | 0.61 | 0.55 | 0.695 | 0.44 | 0.61 | 0.55 | 0.635 | 0.4 | 0.56 | 0.52 | 0.595 | 0.39 | 0.56 | 0.52 | 0.595 | 0.39 | 0.56 | 0.5 | 0.585 | 0.38

## PTAC (hidden)
|  | PackagedTerminalAirConditioner |  | PackagedTerminalAirConditioner |  | PackagedTerminalAirConditioner |  | PackagedTerminalAirConditioner |  | PackagedTerminalAirConditioner |  | PackagedTerminalAirConditioner |  | PackagedTerminalHeatPump |  |  |  | PackagedTerminalHeatPump |  |  |  | PackagedTerminalHeatPump |  |  |  | PackagedTerminalHeatPump |  |  |  | PackagedTerminalHeatPump |  |  |  | PackagedTerminalHeatPump
|  | StandardSize |  | StandardSize |  | StandardSize |  | NonStandardSize |  | NonStandardSize |  | NonStandardSize |  | StandardSize |  |  |  | StandardSize |  |  |  | StandardSize |  |  |  | NonStandardSize |  |  |  | NonStandardSize |  |  |  | NonStandardSize
|  | Lessthan7kbtuh |  | 7kbtuhto15kbtuh |  | Greaterthan15kbtuh |  | Lessthan7kbtuh |  | 7kbtuhto15kbtuh |  | Greaterthan15kbtuh |  | Lessthan7kbtuh |  |  |  | 7kbtuhto15kbtuh |  |  |  | Greaterthan15kbtuh |  |  |  | Lessthan7kbtuh |  |  |  | 7kbtuhto15kbtuh |  |  |  | Greaterthan15kbtuh
|  | PackagedTerminalAirConditionerStandardSizeLessthan7kbtuh |  | PackagedTerminalAirConditionerStandardSize7kbtuhto15kbtuh |  | PackagedTerminalAirConditionerStandardSizeGreaterthan15kbtuh |  | PackagedTerminalAirConditionerNonStandardSizeLessthan7kbtuh |  | PackagedTerminalAirConditionerNonStandardSize7kbtuhto15kbtuh |  | PackagedTerminalAirConditionerNonStandardSizeGreaterthan15kbtuh |  | PackagedTerminalHeatPumpStandardSizeLessthan7kbtuh |  |  |  | PackagedTerminalHeatPumpStandardSize7kbtuhto15kbtuh |  |  |  | PackagedTerminalHeatPumpStandardSizeGreaterthan15kbtuh |  |  |  | PackagedTerminalHeatPumpNonStandardSizeLessthan7kbtuh |  |  |  | PackagedTerminalHeatPumpNonStandardSize7kbtuhto15kbtuh |  |  |  | PackagedTerminalHeatPumpNonStandardSizeGreaterthan15kbtuh
Manuf. Year |  | Baseline Cooling Eff (EER) |  | Baseline Cooling Eff (EER) |  | Baseline Cooling Eff (EER) |  | Baseline Cooling Eff (EER) |  | Baseline Cooling Eff (EER) |  | Baseline Cooling Eff (EER) |  | Baseline Cooling Eff (EER) |  | Baseline Heating Eff (COP) |  | Baseline Cooling Eff (EER) |  | Baseline Heating Eff (COP) |  | Baseline Cooling Eff (EER) |  | Baseline Heating Eff (COP) |  | Baseline Cooling Eff (EER) |  | Baseline Heating Eff (COP) |  | Baseline Cooling Eff (EER) |  | Baseline Heating Eff (COP) |  | Baseline Cooling Eff (EER) |  | Baseline Heating Eff (COP) |  | Applicable Standard
|  | Const | Var | Const | Var | Const | Var | Const | Var | Const | Var | Const | Var | Const | Var | Const | Var | Const | Var | Const | Var | Const | Var | Const | Var | Const | Var | Const | Var | Const | Var | Const | Var | Const | Var | Const | Var
BASELINE EFFICIENCIES | 1997 | 11 | 0 | 12.5 | -0.000213 | 9.3 | 0 | 9.4 | 0 | 10.9 | -0.000213 | 7.7 | 0 | 10.8 | 0 | 3 | 0 | 12.3 | -0.000213 | 3.2 | -2.6e-05 | 9.1 | 0 | 2.8 | 0 | 9.3 | 0 | 2.7 | 0 | 10.8 | -0.000213 | 2.9 | -2.6e-05 | 7.6 | 0 | 2.5 | 0 | ASHRAE 90.1--1989
| 1998 | 11 | 0 | 12.5 | -0.000213 | 9.3 | 0 | 9.4 | 0 | 10.9 | -0.000213 | 7.7 | 0 | 10.8 | 0 | 3 | 0 | 12.3 | -0.000213 | 3.2 | -2.6e-05 | 9.1 | 0 | 2.8 | 0 | 9.3 | 0 | 2.7 | 0 | 10.8 | -0.000213 | 2.9 | -2.6e-05 | 7.6 | 0 | 2.5 | 0 | ASHRAE 90.1--1989
| 1999 | 11 | 0 | 12.5 | -0.000213 | 9.3 | 0 | 9.4 | 0 | 10.9 | -0.000213 | 7.7 | 0 | 10.8 | 0 | 3 | 0 | 12.3 | -0.000213 | 3.2 | -2.6e-05 | 9.1 | 0 | 2.8 | 0 | 9.3 | 0 | 2.7 | 0 | 10.8 | -0.000213 | 2.9 | -2.6e-05 | 7.6 | 0 | 2.5 | 0 | ASHRAE 90.1--1989
| 2000 | 11 | 0 | 12.5 | -0.000213 | 9.3 | 0 | 9.4 | 0 | 10.9 | -0.000213 | 7.7 | 0 | 10.8 | 0 | 3 | 0 | 12.3 | -0.000213 | 3.2 | -2.6e-05 | 9.1 | 0 | 2.8 | 0 | 9.3 | 0 | 2.7 | 0 | 10.8 | -0.000213 | 2.9 | -2.6e-05 | 7.6 | 0 | 2.5 | 0 | ASHRAE 90.1--1989
| 2001 | 11 | 0 | 12.5 | -0.000213 | 9.3 | 0 | 9.4 | 0 | 10.9 | -0.000213 | 7.7 | 0 | 10.8 | 0 | 3 | 0 | 12.3 | -0.000213 | 3.2 | -2.6e-05 | 9.1 | 0 | 2.8 | 0 | 9.3 | 0 | 2.7 | 0 | 10.8 | -0.000213 | 2.9 | -2.6e-05 | 7.6 | 0 | 2.5 | 0 | ASHRAE 90.1--1989
| 2002 | 11 | 0 | 12.5 | -0.000213 | 9.3 | 0 | 9.4 | 0 | 10.9 | -0.000213 | 7.7 | 0 | 10.8 | 0 | 3 | 0 | 12.3 | -0.000213 | 3.2 | -2.6e-05 | 9.1 | 0 | 2.8 | 0 | 9.3 | 0 | 2.7 | 0 | 10.8 | -0.000213 | 2.9 | -2.6e-05 | 7.6 | 0 | 2.5 | 0 | ASHRAE 90.1--1999
| 2003 | 11 | 0 | 12.5 | -0.000213 | 9.3 | 0 | 9.4 | 0 | 10.9 | -0.000213 | 7.7 | 0 | 10.8 | 0 | 3 | 0 | 12.3 | -0.000213 | 3.2 | -2.6e-05 | 9.1 | 0 | 2.8 | 0 | 9.3 | 0 | 2.7 | 0 | 10.8 | -0.000213 | 2.9 | -2.6e-05 | 7.6 | 0 | 2.5 | 0 | ASHRAE 90.1--1999
| 2004 | 11 | 0 | 12.5 | -0.000213 | 9.3 | 0 | 9.4 | 0 | 10.9 | -0.000213 | 7.7 | 0 | 10.8 | 0 | 3 | 0 | 12.3 | -0.000213 | 3.2 | -2.6e-05 | 9.1 | 0 | 2.8 | 0 | 9.3 | 0 | 2.7 | 0 | 10.8 | -0.000213 | 2.9 | -2.6e-05 | 7.6 | 0 | 2.5 | 0 | ASHRAE 90.1--1999
| 2005 | 11 | 0 | 12.5 | -0.000213 | 9.3 | 0 | 9.4 | 0 | 10.9 | -0.000213 | 7.7 | 0 | 10.8 | 0 | 3 | 0 | 12.3 | -0.000213 | 3.2 | -2.6e-05 | 9.1 | 0 | 2.8 | 0 | 9.3 | 0 | 2.7 | 0 | 10.8 | -0.000213 | 2.9 | -2.6e-05 | 7.6 | 0 | 2.5 | 0 | ASHRAE 90.1--1999 (as of 10/29/2001)
| 2006 | 11 | 0 | 12.5 | -0.000213 | 9.3 | 0 | 9.4 | 0 | 10.9 | -0.000213 | 7.7 | 0 | 10.8 | 0 | 3 | 0 | 12.3 | -0.000213 | 3.2 | -2.6e-05 | 9.1 | 0 | 2.8 | 0 | 9.3 | 0 | 2.7 | 0 | 10.8 | -0.000213 | 2.9 | -2.6e-05 | 7.6 | 0 | 2.5 | 0 | ASHRAE 90.1--1999 (as of 10/29/2001)
| 2007 | 11 | 0 | 12.5 | -0.000213 | 9.3 | 0 | 9.4 | 0 | 10.9 | -0.000213 | 7.7 | 0 | 10.8 | 0 | 3 | 0 | 12.3 | -0.000213 | 3.2 | -2.6e-05 | 9.1 | 0 | 2.8 | 0 | 9.3 | 0 | 2.7 | 0 | 10.8 | -0.000213 | 2.9 | -2.6e-05 | 7.6 | 0 | 2.5 | 0 | ASHRAE 90.1--2004
| 2008 | 11 | 0 | 12.5 | -0.000213 | 9.3 | 0 | 9.4 | 0 | 10.9 | -0.000213 | 7.7 | 0 | 10.8 | 0 | 3 | 0 | 12.3 | -0.000213 | 3.2 | -2.6e-05 | 9.1 | 0 | 2.8 | 0 | 9.3 | 0 | 2.7 | 0 | 10.8 | -0.000213 | 2.9 | -2.6e-05 | 7.6 | 0 | 2.5 | 0 | ASHRAE 90.1--2004
| 2009 | 11 | 0 | 12.5 | -0.000213 | 9.3 | 0 | 9.4 | 0 | 10.9 | -0.000213 | 7.7 | 0 | 10.8 | 0 | 3 | 0 | 12.3 | -0.000213 | 3.2 | -2.6e-05 | 9.1 | 0 | 2.8 | 0 | 9.3 | 0 | 2.7 | 0 | 10.8 | -0.000213 | 2.9 | -2.6e-05 | 7.6 | 0 | 2.5 | 0 | Federal Standard/ASHRAE 90.1--2004
| 2010 | 11 | 0 | 12.5 | -0.000213 | 9.3 | 0 | 9.4 | 0 | 10.9 | -0.000213 | 7.7 | 0 | 10.8 | 0 | 3 | 0 | 12.3 | -0.000213 | 3.2 | -2.6e-05 | 9.1 | 0 | 2.8 | 0 | 9.3 | 0 | 2.7 | 0 | 10.8 | -0.000213 | 2.9 | -2.6e-05 | 7.6 | 0 | 2.5 | 0 | Federal Standard/ASHRAE 90.1-2007
| 2011 | 11 | 0 | 12.5 | -0.000213 | 9.3 | 0 | 9.4 | 0 | 10.9 | -0.000213 | 7.7 | 0 | 10.8 | 0 | 3 | 0 | 12.3 | -0.000213 | 3.2 | -2.6e-05 | 9.1 | 0 | 2.8 | 0 | 9.3 | 0 | 2.7 | 0 | 10.8 | -0.000213 | 2.9 | -2.6e-05 | 7.6 | 0 | 2.5 | 0 | Federal Standard/ASHRAE 90.1-2007
| 2012 | 11 | 0 | 12.5 | -0.000213 | 9.3 | 0 | 9.4 | 0 | 10.9 | -0.000213 | 7.7 | 0 | 10.8 | 0 | 3 | 0 | 12.3 | -0.000213 | 3.2 | -2.6e-05 | 9.1 | 0 | 2.8 | 0 | 9.3 | 0 | 2.7 | 0 | 10.8 | -0.000213 | 2.9 | -2.6e-05 | 7.6 | 0 | 2.5 | 0 | Federal Standard/ASHRAE 90.1-2007
| 2013 | 11 | 0 | 12.5 | -0.000213 | 9.3 | 0 | 9.4 | 0 | 10.9 | -0.000213 | 7.7 | 0 | 10.8 | 0 | 3 | 0 | 12.3 | -0.000213 | 3.2 | -2.6e-05 | 9.1 | 0 | 2.8 | 0 | 9.3 | 0 | 2.7 | 0 | 10.8 | -0.000213 | 2.9 | -2.6e-05 | 7.6 | 0 | 2.5 | 0 | Federal Standard/ASHRAE 90.1-2007 (as of 1/1/2010)
| 2014 | 11.9 | 0 | 14 | -0.0003 | 9.5 | 0 | 9.4 | 0 | 10.9 | -0.000213 | 7.7 | 0 | 11.9 | 0 | 3.3 | 0 | 14 | -0.0003 | 3.7 | -5.2e-05 | 9.5 | 0 | 2.9 | 0 | 9.3 | 0 | 2.7 | 0 | 10.8 | -0.000213 | 2.9 | -2.6e-05 | 7.6 | 0 | 2.5 | 0 | Federal Standard/ASHRAE 90.1-2007 (as of 1/1/2010)
| 2015 | 11.9 | 0 | 14 | -0.0003 | 9.5 | 0 | 9.4 | 0 | 10.9 | -0.000213 | 7.7 | 0 | 11.9 | 0 | 3.3 | 0 | 14 | -0.0003 | 3.7 | -5.2e-05 | 9.5 | 0 | 2.9 | 0 | 9.3 | 0 | 2.7 | 0 | 10.8 | -0.000213 | 2.9 | -2.6e-05 | 7.6 | 0 | 2.5 | 0
| 2016 | 11.9 | 0 | 14 | -0.0003 | 9.5 | 0 | 9.4 | 0 | 10.9 | -0.000213 | 7.7 | 0 | 11.9 | 0 | 3.3 | 0 | 14 | -0.0003 | 3.7 | -5.2e-05 | 9.5 | 0 | 2.9 | 0 | 9.3 | 0 | 2.7 | 0 | 10.8 | -0.000213 | 2.9 | -2.6e-05 | 7.6 | 0 | 2.5 | 0
| 2017 | 11.9 | 0 | 14 | -0.0003 | 9.5 | 0 | 9.4 | 0 | 10.9 | -0.000213 | 7.7 | 0 | 11.9 | 0 | 3.3 | 0 | 14 | -0.0003 | 3.7 | -5.2e-05 | 9.5 | 0 | 2.9 | 0 | 9.3 | 0 | 2.7 | 0 | 10.8 | -0.000213 | 2.9 | -2.6e-05 | 7.6 | 0 | 2.5 | 0
| 2018 | 11.9 | 0 | 14 | -0.0003 | 9.5 | 0 | 9.4 | 0 | 10.9 | -0.000213 | 7.7 | 0 | 11.9 | 0 | 3.3 | 0 | 14 | -0.0003 | 3.7 | -5.2e-05 | 9.5 | 0 | 2.9 | 0 | 9.3 | 0 | 2.7 | 0 | 10.8 | -0.000213 | 2.9 | -2.6e-05 | 7.6 | 0 | 2.5 | 0
| 2019 | 11.9 | 0 | 14 | -0.0003 | 9.5 | 0 | 9.4 | 0 | 10.9 | -0.000213 | 7.7 | 0 | 11.9 | 0 | 3.3 | 0 | 14 | -0.0003 | 3.7 | -5.2e-05 | 9.5 | 0 | 2.9 | 0 | 9.3 | 0 | 2.7 | 0 | 10.8 | -0.000213 | 2.9 | -2.6e-05 | 7.6 | 0 | 2.5 | 0
| 2020 | 11.9 | 0 | 14 | -0.0003 | 9.5 | 0 | 9.4 | 0 | 10.9 | -0.000213 | 7.7 | 0 | 11.9 | 0 | 3.3 | 0 | 14 | -0.0003 | 3.7 | -5.2e-05 | 9.5 | 0 | 2.9 | 0 | 9.3 | 0 | 2.7 | 0 | 10.8 | -0.000213 | 2.9 | -2.6e-05 | 7.6 | 0 | 2.5 | 0
| 2021 | 11.9 | 0 | 14 | -0.0003 | 9.5 | 0 | 9.4 | 0 | 10.9 | -0.000213 | 7.7 | 0 | 11.9 | 0 | 3.3 | 0 | 14 | -0.0003 | 3.7 | -5.2e-05 | 9.5 | 0 | 2.9 | 0 | 9.3 | 0 | 2.7 | 0 | 10.8 | -0.000213 | 2.9 | -2.6e-05 | 7.6 | 0 | 2.5 | 0
| 2022 | 11.9 | 0 | 14 | -0.0003 | 9.5 | 0 | 9.4 | 0 | 10.9 | -0.000213 | 7.7 | 0 | 11.9 | 0 | 3.3 | 0 | 14 | -0.0003 | 3.7 | -5.2e-05 | 9.5 | 0 | 2.9 | 0 | 9.3 | 0 | 2.7 | 0 | 10.8 | -0.000213 | 2.9 | -2.6e-05 | 7.6 | 0 | 2.5 | 0
| 2023 | 11.9 | 0 | 14 | -0.0003 | 9.5 | 0 | 9.4 | 0 | 10.9 | -0.000213 | 7.7 | 0 | 11.9 | 0 | 3.3 | 0 | 14 | -0.0003 | 3.7 | -5.2e-05 | 9.5 | 0 | 2.9 | 0 | 9.3 | 0 | 2.7 | 0 | 10.8 | -0.000213 | 2.9 | -2.6e-05 | 7.6 | 0 | 2.5 | 0
| 2024 | 11.9 | 0 | 14 | -0.0003 | 9.5 | 0 | 9.4 | 0 | 10.9 | -0.000213 | 7.7 | 0 | 11.9 | 0 | 3.3 | 0 | 14 | -0.0003 | 3.7 | -5.2e-05 | 9.5 | 0 | 2.9 | 0 | 9.3 | 0 | 2.7 | 0 | 10.8 | -0.000213 | 2.9 | -2.6e-05 | 7.6 | 0 | 2.5 | 0
| 2025 | 11.9 | 0 | 14 | -0.0003 | 9.5 | 0 | 9.4 | 0 | 10.9 | -0.000213 | 7.7 | 0 | 11.9 | 0 | 3.3 | 0 | 14 | -0.0003 | 3.7 | -5.2e-05 | 9.5 | 0 | 2.9 | 0 | 9.3 | 0 | 2.7 | 0 | 10.8 | -0.000213 | 2.9 | -2.6e-05 | 7.6 | 0 | 2.5 | 0
| ARTRM9.2 | 11.9 | 0 | 14 | -0.0003 | 9.5 | 0 | 9.4 | 0 | 10.9 | -0.000213 | 7.7 | 0 | 11.9 | 0 | 3.3 | 0 | 14 | -0.0003 | 3.7 | -5.2e-05 | 9.5 | 0 | 2.9 | 0 | 9.3 | 0 | 2.7 | 0 | 10.8 | -0.000213 | 2.9 | -2.6e-05 | 7.6 | 0 | 2.5 | 0
| CPS | 11.9 | 0 | 14 | -0.0003 | 9.5 | 0 | 9.4 | 0 | 10.9 | -0.000213 | 7.7 | 0 | 11.9 | 0 | 3.3 | 0 | 14 | -0.0003 | 3.7 | -5.2e-05 | 9.5 | 0 | 2.9 | 0 | 9.3 | 0 | 2.7 | 0 | 10.8 | -0.000213 | 2.9 | -2.6e-05 | 7.6 | 0 | 2.5 | 0
*Note: units made 2013 & later aren't eligible for early retirement, so they just have the same baseline as the TRM baseline.

## CRAC (hidden)
| ComputerRoomAC |  |  | ComputerRoomAC |  |  | ComputerRoomAC |  |  | ComputerRoomAC |  |  | ComputerRoomAC |  |  | ComputerRoomAC |  |  | ComputerRoomAC |  |  | ComputerRoomAC |  |  | ComputerRoomAC |  |  | ComputerRoomAC |  |  | ComputerRoomAC |  |  | ComputerRoomAC |  |  | ComputerRoomAC |  |  | ComputerRoomAC |  |  | ComputerRoomAC |  |  | ComputerRoomAC |  |  | ComputerRoomAC |  |  | ComputerRoomAC |  |  | ComputerRoomAC |  |  | ComputerRoomAC |  |  | ComputerRoomAC |  |  | ComputerRoomAC |  |  | ComputerRoomAC |  |  | ComputerRoomAC |  |  | ComputerRoomAC |  |  | ComputerRoomAC |  |  | ComputerRoomAC |  |  | ComputerRoomAC |  |  | ComputerRoomAC |  |  | ComputerRoomAC |  |  | ComputerRoomAC |  |  | ComputerRoomAC |  |  | ComputerRoomAC |  |  | ComputerRoomAC |  |  | ComputerRoomAC |  |  | ComputerRoomAC
| AirCooledDownflow |  |  | AirCooledDownflow |  |  | AirCooledDownflow |  |  | WaterCooledDownflow |  |  | WaterCooledDownflow |  |  | WaterCooledDownflow |  |  | WaterCooledwithFluidEconomizerDownflow |  |  | WaterCooledwithFluidEconomizerDownflow |  |  | WaterCooledwithFluidEconomizerDownflow |  |  | GlycolCooledDownflow |  |  | GlycolCooledDownflow |  |  | GlycolCooledDownflow |  |  | AirCooledUpflow |  |  | AirCooledUpflow |  |  | AirCooledUpflow |  |  | WaterCooledUpflow |  |  | WaterCooledUpflow |  |  | WaterCooledUpflow |  |  | WaterCooledwithFluidEconomizerUpflow |  |  | WaterCooledwithFluidEconomizerUpflow |  |  | WaterCooledwithFluidEconomizerUpflow |  |  | GlycolCooledUpflow |  |  | GlycolCooledUpflow |  |  | GlycolCooledUpflow |  |  | AirCooledwithFluidEconomizerDownflow |  |  | AirCooledwithFluidEconomizerDownflow |  |  | AirCooledwithFluidEconomizerDownflow |  |  | AirCooledwithFluidEconomizerUpflow |  |  | AirCooledwithFluidEconomizerUpflow |  |  | AirCooledwithFluidEconomizerUpflow |  |  | GlycolCooledwithFluidEconomizerDownflow |  |  | GlycolCooledwithFluidEconomizerDownflow |  |  | GlycolCooledwithFluidEconomizerDownflow |  |  | GlycolCooledwithFluidEconomizerUpflow |  |  | GlycolCooledwithFluidEconomizerUpflow |  |  | GlycolCooledwithFluidEconomizerUpflow
| Lessthan65kbtuh |  |  | 65to240kbtuh |  |  | GreaterThan240kbtuh |  |  | Lessthan65kbtuh |  |  | 65to240kbtuh |  |  | GreaterThan240kbtuh |  |  | Lessthan65kbtuh |  |  | 65to240kbtuh |  |  | GreaterThan240kbtuh |  |  | Lessthan65kbtuh |  |  | 65to240kbtuh |  |  | GreaterThan240kbtuh |  |  | Lessthan65kbtuh |  |  | 65to240kbtuh |  |  | GreaterThan240kbtuh |  |  | Lessthan65kbtuh |  |  | 65to240kbtuh |  |  | GreaterThan240kbtuh |  |  | Lessthan65kbtuh |  |  | 65to240kbtuh |  |  | GreaterThan240kbtuh |  |  | Lessthan65kbtuh |  |  | 65to240kbtuh |  |  | GreaterThan240kbtuh |  |  | Lessthan65kbtuh |  |  | 65to240kbtuh |  |  | GreaterThan240kbtuh |  |  | Lessthan65kbtuh |  |  | 65to240kbtuh |  |  | GreaterThan240kbtuh |  |  | Lessthan65kbtuh |  |  | 65to240kbtuh |  |  | GreaterThan240kbtuh |  |  | Lessthan65kbtuh |  |  | 65to240kbtuh |  |  | GreaterThan240kbtuh
| ComputerRoomACAirCooledDownflowLessthan65kbtuh |  |  | ComputerRoomACAirCooledDownflow65to240kbtuh |  |  | ComputerRoomACAirCooledDownflowGreaterThan240kbtuh |  |  | ComputerRoomACWaterCooledDownflowLessthan65kbtuh |  |  | ComputerRoomACWaterCooledDownflow65to240kbtuh |  |  | ComputerRoomACWaterCooledDownflowGreaterThan240kbtuh |  |  | ComputerRoomACWaterCooledwithFluidEconomizerDownflowLessthan65kbtuh |  |  | ComputerRoomACWaterCooledwithFluidEconomizerDownflow65to240kbtuh |  |  | ComputerRoomACWaterCooledwithFluidEconomizerDownflowGreaterThan240kbtuh |  |  | ComputerRoomACGlycolCooledDownflowLessthan65kbtuh |  |  | ComputerRoomACGlycolCooledDownflow65to240kbtuh |  |  | ComputerRoomACGlycolCooledDownflowGreaterThan240kbtuh |  |  | ComputerRoomACAirCooledUpflowLessthan65kbtuh |  |  | ComputerRoomACAirCooledUpflow65to240kbtuh |  |  | ComputerRoomACAirCooledUpflowGreaterThan240kbtuh |  |  | ComputerRoomACWaterCooledUpflowLessthan65kbtuh |  |  | ComputerRoomACWaterCooledUpflow65to240kbtuh |  |  | ComputerRoomACWaterCooledUpflowGreaterThan240kbtuh |  |  | ComputerRoomACWaterCooledwithFluidEconomizerUpflowLessthan65kbtuh |  |  | ComputerRoomACWaterCooledwithFluidEconomizerUpflow65to240kbtuh |  |  | ComputerRoomACWaterCooledwithFluidEconomizerUpflowGreaterThan240kbtuh |  |  | ComputerRoomACGlycolCooledUpflowLessthan65kbtuh |  |  | ComputerRoomACGlycolCooledUpflow65to240kbtuh |  |  | ComputerRoomACGlycolCooledUpflowGreaterThan240kbtuh |  |  | ComputerRoomACAirCooledwithFluidEconomizerDownflowLessthan65kbtuh |  |  | ComputerRoomACAirCooledwithFluidEconomizerDownflow65to240kbtuh |  |  | ComputerRoomACAirCooledwithFluidEconomizerDownflowGreaterThan240kbtuh |  |  | ComputerRoomACAirCooledwithFluidEconomizerUpflowLessthan65kbtuh |  |  | ComputerRoomACAirCooledwithFluidEconomizerUpflow65to240kbtuh |  |  | ComputerRoomACAirCooledwithFluidEconomizerUpflowGreaterThan240kbtuh |  |  | ComputerRoomACGlycolCooledwithFluidEconomizerDownflowLessthan65kbtuh |  |  | ComputerRoomACGlycolCooledwithFluidEconomizerDownflow65to240kbtuh |  |  | ComputerRoomACGlycolCooledwithFluidEconomizerDownflowGreaterThan240kbtuh |  |  | ComputerRoomACGlycolCooledwithFluidEconomizerUpflowLessthan65kbtuh |  |  | ComputerRoomACGlycolCooledwithFluidEconomizerUpflow65to240kbtuh |  |  | ComputerRoomACGlycolCooledwithFluidEconomizerUpflowGreaterThan240kbtuh
Manuf. Year | SCOP | Full Load | Part Load | SCOP | Full Load | Part Load | SCOP | Full Load | Part Load | SCOP | Full Load | Part Load | SCOP | Full Load | Part Load | SCOP | Full Load | Part Load | SCOP | Full Load | Part Load | SCOP | Full Load | Part Load | SCOP | Full Load | Part Load | SCOP | Full Load | Part Load | SCOP | Full Load | Part Load | SCOP | Full Load | Part Load | SCOP | Full Load | Part Load | SCOP | Full Load | Part Load | SCOP | Full Load | Part Load | SCOP | Full Load | Part Load | SCOP | Full Load | Part Load | SCOP | Full Load | Part Load | SCOP | Full Load | Part Load | SCOP | Full Load | Part Load | SCOP | Full Load | Part Load | SCOP | Full Load | Part Load | SCOP | Full Load | Part Load | SCOP | Full Load | Part Load | SCOP | Full Load | Part Load | SCOP | Full Load | Part Load | SCOP | Full Load | Part Load | SCOP | Full Load | Part Load | SCOP | Full Load | Part Load | SCOP | Full Load | Part Load | SCOP | Full Load | Part Load | SCOP | Full Load | Part Load | SCOP | Full Load | Part Load | SCOP | Full Load | Part Load | SCOP | Full Load | Part Load | SCOP | Full Load | Part Load
1997 | 2.7 | 1.3026 | 1.3026 | 2.58 | 1.3632 | 1.3632 | 2.36 | 1.4903 | 1.4903 | 2.82 | 1.2472 | 1.2472 | 2.73 | 1.2883 | 1.2883 | 2.67 | 1.3172 | 1.3172 | 2.75 | 1.2789 | 1.2789 | 2.66 | 1.3222 | 1.3222 | 2.6 | 1.3527 | 1.3527 | 2.56 | 1.3738 | 1.3738 | 2.24 | 1.5701 | 1.5701 | 2.21 | 1.5914 | 1.5914 | 2.16 | 1.6282 | 1.6282 | 2.04 | 1.724 | 1.724 | 1.79 | 1.9648 | 1.9648 | 2.43 | 1.4473 | 1.4473 | 2.32 | 1.5159 | 1.5159 | 2.2 | 1.5986 | 1.5986 | 2.39 | 1.4715 | 1.4715 | 2.26 | 1.5562 | 1.5562 | 2.15 | 1.6358 | 1.6358 | 2.22 | 1.5842 | 1.5842 | 1.89 | 1.8608 | 1.8608 | 1.85 | 1.9011 | 1.9011 | 2.7 | 1.3026 | 1.3026 | 2.58 | 1.3632 | 1.3632 | 2.36 | 1.4903 | 1.4903 | 2.16 | 1.6282 | 1.6282 | 2.04 | 1.724 | 1.724 | 1.79 | 1.9648 | 1.9648 | 2.56 | 1.3738 | 1.3738 | 2.24 | 1.5701 | 1.5701 | 2.21 | 1.5914 | 1.5914 | 2.22 | 1.5842 | 1.5842 | 1.89 | 1.8608 | 1.8608 | 1.89 | 1.8608 | 1.8608
1998 | 2.7 | 1.3026 | 1.3026 | 2.58 | 1.3632 | 1.3632 | 2.36 | 1.4903 | 1.4903 | 2.82 | 1.2472 | 1.2472 | 2.73 | 1.2883 | 1.2883 | 2.67 | 1.3172 | 1.3172 | 2.75 | 1.2789 | 1.2789 | 2.66 | 1.3222 | 1.3222 | 2.6 | 1.3527 | 1.3527 | 2.56 | 1.3738 | 1.3738 | 2.24 | 1.5701 | 1.5701 | 2.21 | 1.5914 | 1.5914 | 2.16 | 1.6282 | 1.6282 | 2.04 | 1.724 | 1.724 | 1.79 | 1.9648 | 1.9648 | 2.43 | 1.4473 | 1.4473 | 2.32 | 1.5159 | 1.5159 | 2.2 | 1.5986 | 1.5986 | 2.39 | 1.4715 | 1.4715 | 2.26 | 1.5562 | 1.5562 | 2.15 | 1.6358 | 1.6358 | 2.22 | 1.5842 | 1.5842 | 1.89 | 1.8608 | 1.8608 | 1.85 | 1.9011 | 1.9011 | 2.7 | 1.3026 | 1.3026 | 2.58 | 1.3632 | 1.3632 | 2.36 | 1.4903 | 1.4903 | 2.16 | 1.6282 | 1.6282 | 2.04 | 1.724 | 1.724 | 1.79 | 1.9648 | 1.9648 | 2.56 | 1.3738 | 1.3738 | 2.24 | 1.5701 | 1.5701 | 2.21 | 1.5914 | 1.5914 | 2.22 | 1.5842 | 1.5842 | 1.89 | 1.8608 | 1.8608 | 1.89 | 1.8608 | 1.8608
1999 | 2.7 | 1.3026 | 1.3026 | 2.58 | 1.3632 | 1.3632 | 2.36 | 1.4903 | 1.4903 | 2.82 | 1.2472 | 1.2472 | 2.73 | 1.2883 | 1.2883 | 2.67 | 1.3172 | 1.3172 | 2.75 | 1.2789 | 1.2789 | 2.66 | 1.3222 | 1.3222 | 2.6 | 1.3527 | 1.3527 | 2.56 | 1.3738 | 1.3738 | 2.24 | 1.5701 | 1.5701 | 2.21 | 1.5914 | 1.5914 | 2.16 | 1.6282 | 1.6282 | 2.04 | 1.724 | 1.724 | 1.79 | 1.9648 | 1.9648 | 2.43 | 1.4473 | 1.4473 | 2.32 | 1.5159 | 1.5159 | 2.2 | 1.5986 | 1.5986 | 2.39 | 1.4715 | 1.4715 | 2.26 | 1.5562 | 1.5562 | 2.15 | 1.6358 | 1.6358 | 2.22 | 1.5842 | 1.5842 | 1.89 | 1.8608 | 1.8608 | 1.85 | 1.9011 | 1.9011 | 2.7 | 1.3026 | 1.3026 | 2.58 | 1.3632 | 1.3632 | 2.36 | 1.4903 | 1.4903 | 2.16 | 1.6282 | 1.6282 | 2.04 | 1.724 | 1.724 | 1.79 | 1.9648 | 1.9648 | 2.56 | 1.3738 | 1.3738 | 2.24 | 1.5701 | 1.5701 | 2.21 | 1.5914 | 1.5914 | 2.22 | 1.5842 | 1.5842 | 1.89 | 1.8608 | 1.8608 | 1.89 | 1.8608 | 1.8608
2000 | 2.7 | 1.3026 | 1.3026 | 2.58 | 1.3632 | 1.3632 | 2.36 | 1.4903 | 1.4903 | 2.82 | 1.2472 | 1.2472 | 2.73 | 1.2883 | 1.2883 | 2.67 | 1.3172 | 1.3172 | 2.75 | 1.2789 | 1.2789 | 2.66 | 1.3222 | 1.3222 | 2.6 | 1.3527 | 1.3527 | 2.56 | 1.3738 | 1.3738 | 2.24 | 1.5701 | 1.5701 | 2.21 | 1.5914 | 1.5914 | 2.16 | 1.6282 | 1.6282 | 2.04 | 1.724 | 1.724 | 1.79 | 1.9648 | 1.9648 | 2.43 | 1.4473 | 1.4473 | 2.32 | 1.5159 | 1.5159 | 2.2 | 1.5986 | 1.5986 | 2.39 | 1.4715 | 1.4715 | 2.26 | 1.5562 | 1.5562 | 2.15 | 1.6358 | 1.6358 | 2.22 | 1.5842 | 1.5842 | 1.89 | 1.8608 | 1.8608 | 1.85 | 1.9011 | 1.9011 | 2.7 | 1.3026 | 1.3026 | 2.58 | 1.3632 | 1.3632 | 2.36 | 1.4903 | 1.4903 | 2.16 | 1.6282 | 1.6282 | 2.04 | 1.724 | 1.724 | 1.79 | 1.9648 | 1.9648 | 2.56 | 1.3738 | 1.3738 | 2.24 | 1.5701 | 1.5701 | 2.21 | 1.5914 | 1.5914 | 2.22 | 1.5842 | 1.5842 | 1.89 | 1.8608 | 1.8608 | 1.89 | 1.8608 | 1.8608
2001 | 2.7 | 1.3026 | 1.3026 | 2.58 | 1.3632 | 1.3632 | 2.36 | 1.4903 | 1.4903 | 2.82 | 1.2472 | 1.2472 | 2.73 | 1.2883 | 1.2883 | 2.67 | 1.3172 | 1.3172 | 2.75 | 1.2789 | 1.2789 | 2.66 | 1.3222 | 1.3222 | 2.6 | 1.3527 | 1.3527 | 2.56 | 1.3738 | 1.3738 | 2.24 | 1.5701 | 1.5701 | 2.21 | 1.5914 | 1.5914 | 2.16 | 1.6282 | 1.6282 | 2.04 | 1.724 | 1.724 | 1.79 | 1.9648 | 1.9648 | 2.43 | 1.4473 | 1.4473 | 2.32 | 1.5159 | 1.5159 | 2.2 | 1.5986 | 1.5986 | 2.39 | 1.4715 | 1.4715 | 2.26 | 1.5562 | 1.5562 | 2.15 | 1.6358 | 1.6358 | 2.22 | 1.5842 | 1.5842 | 1.89 | 1.8608 | 1.8608 | 1.85 | 1.9011 | 1.9011 | 2.7 | 1.3026 | 1.3026 | 2.58 | 1.3632 | 1.3632 | 2.36 | 1.4903 | 1.4903 | 2.16 | 1.6282 | 1.6282 | 2.04 | 1.724 | 1.724 | 1.79 | 1.9648 | 1.9648 | 2.56 | 1.3738 | 1.3738 | 2.24 | 1.5701 | 1.5701 | 2.21 | 1.5914 | 1.5914 | 2.22 | 1.5842 | 1.5842 | 1.89 | 1.8608 | 1.8608 | 1.89 | 1.8608 | 1.8608
2002 | 2.7 | 1.3026 | 1.3026 | 2.58 | 1.3632 | 1.3632 | 2.36 | 1.4903 | 1.4903 | 2.82 | 1.2472 | 1.2472 | 2.73 | 1.2883 | 1.2883 | 2.67 | 1.3172 | 1.3172 | 2.75 | 1.2789 | 1.2789 | 2.66 | 1.3222 | 1.3222 | 2.6 | 1.3527 | 1.3527 | 2.56 | 1.3738 | 1.3738 | 2.24 | 1.5701 | 1.5701 | 2.21 | 1.5914 | 1.5914 | 2.16 | 1.6282 | 1.6282 | 2.04 | 1.724 | 1.724 | 1.79 | 1.9648 | 1.9648 | 2.43 | 1.4473 | 1.4473 | 2.32 | 1.5159 | 1.5159 | 2.2 | 1.5986 | 1.5986 | 2.39 | 1.4715 | 1.4715 | 2.26 | 1.5562 | 1.5562 | 2.15 | 1.6358 | 1.6358 | 2.22 | 1.5842 | 1.5842 | 1.89 | 1.8608 | 1.8608 | 1.85 | 1.9011 | 1.9011 | 2.7 | 1.3026 | 1.3026 | 2.58 | 1.3632 | 1.3632 | 2.36 | 1.4903 | 1.4903 | 2.16 | 1.6282 | 1.6282 | 2.04 | 1.724 | 1.724 | 1.79 | 1.9648 | 1.9648 | 2.56 | 1.3738 | 1.3738 | 2.24 | 1.5701 | 1.5701 | 2.21 | 1.5914 | 1.5914 | 2.22 | 1.5842 | 1.5842 | 1.89 | 1.8608 | 1.8608 | 1.89 | 1.8608 | 1.8608
2003 | 2.7 | 1.3026 | 1.3026 | 2.58 | 1.3632 | 1.3632 | 2.36 | 1.4903 | 1.4903 | 2.82 | 1.2472 | 1.2472 | 2.73 | 1.2883 | 1.2883 | 2.67 | 1.3172 | 1.3172 | 2.75 | 1.2789 | 1.2789 | 2.66 | 1.3222 | 1.3222 | 2.6 | 1.3527 | 1.3527 | 2.56 | 1.3738 | 1.3738 | 2.24 | 1.5701 | 1.5701 | 2.21 | 1.5914 | 1.5914 | 2.16 | 1.6282 | 1.6282 | 2.04 | 1.724 | 1.724 | 1.79 | 1.9648 | 1.9648 | 2.43 | 1.4473 | 1.4473 | 2.32 | 1.5159 | 1.5159 | 2.2 | 1.5986 | 1.5986 | 2.39 | 1.4715 | 1.4715 | 2.26 | 1.5562 | 1.5562 | 2.15 | 1.6358 | 1.6358 | 2.22 | 1.5842 | 1.5842 | 1.89 | 1.8608 | 1.8608 | 1.85 | 1.9011 | 1.9011 | 2.7 | 1.3026 | 1.3026 | 2.58 | 1.3632 | 1.3632 | 2.36 | 1.4903 | 1.4903 | 2.16 | 1.6282 | 1.6282 | 2.04 | 1.724 | 1.724 | 1.79 | 1.9648 | 1.9648 | 2.56 | 1.3738 | 1.3738 | 2.24 | 1.5701 | 1.5701 | 2.21 | 1.5914 | 1.5914 | 2.22 | 1.5842 | 1.5842 | 1.89 | 1.8608 | 1.8608 | 1.89 | 1.8608 | 1.8608
2004 | 2.7 | 1.3026 | 1.3026 | 2.58 | 1.3632 | 1.3632 | 2.36 | 1.4903 | 1.4903 | 2.82 | 1.2472 | 1.2472 | 2.73 | 1.2883 | 1.2883 | 2.67 | 1.3172 | 1.3172 | 2.75 | 1.2789 | 1.2789 | 2.66 | 1.3222 | 1.3222 | 2.6 | 1.3527 | 1.3527 | 2.56 | 1.3738 | 1.3738 | 2.24 | 1.5701 | 1.5701 | 2.21 | 1.5914 | 1.5914 | 2.16 | 1.6282 | 1.6282 | 2.04 | 1.724 | 1.724 | 1.79 | 1.9648 | 1.9648 | 2.43 | 1.4473 | 1.4473 | 2.32 | 1.5159 | 1.5159 | 2.2 | 1.5986 | 1.5986 | 2.39 | 1.4715 | 1.4715 | 2.26 | 1.5562 | 1.5562 | 2.15 | 1.6358 | 1.6358 | 2.22 | 1.5842 | 1.5842 | 1.89 | 1.8608 | 1.8608 | 1.85 | 1.9011 | 1.9011 | 2.7 | 1.3026 | 1.3026 | 2.58 | 1.3632 | 1.3632 | 2.36 | 1.4903 | 1.4903 | 2.16 | 1.6282 | 1.6282 | 2.04 | 1.724 | 1.724 | 1.79 | 1.9648 | 1.9648 | 2.56 | 1.3738 | 1.3738 | 2.24 | 1.5701 | 1.5701 | 2.21 | 1.5914 | 1.5914 | 2.22 | 1.5842 | 1.5842 | 1.89 | 1.8608 | 1.8608 | 1.89 | 1.8608 | 1.8608
2005 | 2.7 | 1.3026 | 1.3026 | 2.58 | 1.3632 | 1.3632 | 2.36 | 1.4903 | 1.4903 | 2.82 | 1.2472 | 1.2472 | 2.73 | 1.2883 | 1.2883 | 2.67 | 1.3172 | 1.3172 | 2.75 | 1.2789 | 1.2789 | 2.66 | 1.3222 | 1.3222 | 2.6 | 1.3527 | 1.3527 | 2.56 | 1.3738 | 1.3738 | 2.24 | 1.5701 | 1.5701 | 2.21 | 1.5914 | 1.5914 | 2.16 | 1.6282 | 1.6282 | 2.04 | 1.724 | 1.724 | 1.79 | 1.9648 | 1.9648 | 2.43 | 1.4473 | 1.4473 | 2.32 | 1.5159 | 1.5159 | 2.2 | 1.5986 | 1.5986 | 2.39 | 1.4715 | 1.4715 | 2.26 | 1.5562 | 1.5562 | 2.15 | 1.6358 | 1.6358 | 2.22 | 1.5842 | 1.5842 | 1.89 | 1.8608 | 1.8608 | 1.85 | 1.9011 | 1.9011 | 2.7 | 1.3026 | 1.3026 | 2.58 | 1.3632 | 1.3632 | 2.36 | 1.4903 | 1.4903 | 2.16 | 1.6282 | 1.6282 | 2.04 | 1.724 | 1.724 | 1.79 | 1.9648 | 1.9648 | 2.56 | 1.3738 | 1.3738 | 2.24 | 1.5701 | 1.5701 | 2.21 | 1.5914 | 1.5914 | 2.22 | 1.5842 | 1.5842 | 1.89 | 1.8608 | 1.8608 | 1.89 | 1.8608 | 1.8608
2006 | 2.7 | 1.3026 | 1.3026 | 2.58 | 1.3632 | 1.3632 | 2.36 | 1.4903 | 1.4903 | 2.82 | 1.2472 | 1.2472 | 2.73 | 1.2883 | 1.2883 | 2.67 | 1.3172 | 1.3172 | 2.75 | 1.2789 | 1.2789 | 2.66 | 1.3222 | 1.3222 | 2.6 | 1.3527 | 1.3527 | 2.56 | 1.3738 | 1.3738 | 2.24 | 1.5701 | 1.5701 | 2.21 | 1.5914 | 1.5914 | 2.16 | 1.6282 | 1.6282 | 2.04 | 1.724 | 1.724 | 1.79 | 1.9648 | 1.9648 | 2.43 | 1.4473 | 1.4473 | 2.32 | 1.5159 | 1.5159 | 2.2 | 1.5986 | 1.5986 | 2.39 | 1.4715 | 1.4715 | 2.26 | 1.5562 | 1.5562 | 2.15 | 1.6358 | 1.6358 | 2.22 | 1.5842 | 1.5842 | 1.89 | 1.8608 | 1.8608 | 1.85 | 1.9011 | 1.9011 | 2.7 | 1.3026 | 1.3026 | 2.58 | 1.3632 | 1.3632 | 2.36 | 1.4903 | 1.4903 | 2.16 | 1.6282 | 1.6282 | 2.04 | 1.724 | 1.724 | 1.79 | 1.9648 | 1.9648 | 2.56 | 1.3738 | 1.3738 | 2.24 | 1.5701 | 1.5701 | 2.21 | 1.5914 | 1.5914 | 2.22 | 1.5842 | 1.5842 | 1.89 | 1.8608 | 1.8608 | 1.89 | 1.8608 | 1.8608
2007 | 2.7 | 1.3026 | 1.3026 | 2.58 | 1.3632 | 1.3632 | 2.36 | 1.4903 | 1.4903 | 2.82 | 1.2472 | 1.2472 | 2.73 | 1.2883 | 1.2883 | 2.67 | 1.3172 | 1.3172 | 2.75 | 1.2789 | 1.2789 | 2.66 | 1.3222 | 1.3222 | 2.6 | 1.3527 | 1.3527 | 2.56 | 1.3738 | 1.3738 | 2.24 | 1.5701 | 1.5701 | 2.21 | 1.5914 | 1.5914 | 2.16 | 1.6282 | 1.6282 | 2.04 | 1.724 | 1.724 | 1.79 | 1.9648 | 1.9648 | 2.43 | 1.4473 | 1.4473 | 2.32 | 1.5159 | 1.5159 | 2.2 | 1.5986 | 1.5986 | 2.39 | 1.4715 | 1.4715 | 2.26 | 1.5562 | 1.5562 | 2.15 | 1.6358 | 1.6358 | 2.22 | 1.5842 | 1.5842 | 1.89 | 1.8608 | 1.8608 | 1.85 | 1.9011 | 1.9011 | 2.7 | 1.3026 | 1.3026 | 2.58 | 1.3632 | 1.3632 | 2.36 | 1.4903 | 1.4903 | 2.16 | 1.6282 | 1.6282 | 2.04 | 1.724 | 1.724 | 1.79 | 1.9648 | 1.9648 | 2.56 | 1.3738 | 1.3738 | 2.24 | 1.5701 | 1.5701 | 2.21 | 1.5914 | 1.5914 | 2.22 | 1.5842 | 1.5842 | 1.89 | 1.8608 | 1.8608 | 1.89 | 1.8608 | 1.8608
2008 | 2.7 | 1.3026 | 1.3026 | 2.58 | 1.3632 | 1.3632 | 2.36 | 1.4903 | 1.4903 | 2.82 | 1.2472 | 1.2472 | 2.73 | 1.2883 | 1.2883 | 2.67 | 1.3172 | 1.3172 | 2.75 | 1.2789 | 1.2789 | 2.66 | 1.3222 | 1.3222 | 2.6 | 1.3527 | 1.3527 | 2.56 | 1.3738 | 1.3738 | 2.24 | 1.5701 | 1.5701 | 2.21 | 1.5914 | 1.5914 | 2.16 | 1.6282 | 1.6282 | 2.04 | 1.724 | 1.724 | 1.79 | 1.9648 | 1.9648 | 2.43 | 1.4473 | 1.4473 | 2.32 | 1.5159 | 1.5159 | 2.2 | 1.5986 | 1.5986 | 2.39 | 1.4715 | 1.4715 | 2.26 | 1.5562 | 1.5562 | 2.15 | 1.6358 | 1.6358 | 2.22 | 1.5842 | 1.5842 | 1.89 | 1.8608 | 1.8608 | 1.85 | 1.9011 | 1.9011 | 2.7 | 1.3026 | 1.3026 | 2.58 | 1.3632 | 1.3632 | 2.36 | 1.4903 | 1.4903 | 2.16 | 1.6282 | 1.6282 | 2.04 | 1.724 | 1.724 | 1.79 | 1.9648 | 1.9648 | 2.56 | 1.3738 | 1.3738 | 2.24 | 1.5701 | 1.5701 | 2.21 | 1.5914 | 1.5914 | 2.22 | 1.5842 | 1.5842 | 1.89 | 1.8608 | 1.8608 | 1.89 | 1.8608 | 1.8608
2009 | 2.7 | 1.3026 | 1.3026 | 2.58 | 1.3632 | 1.3632 | 2.36 | 1.4903 | 1.4903 | 2.82 | 1.2472 | 1.2472 | 2.73 | 1.2883 | 1.2883 | 2.67 | 1.3172 | 1.3172 | 2.75 | 1.2789 | 1.2789 | 2.66 | 1.3222 | 1.3222 | 2.6 | 1.3527 | 1.3527 | 2.56 | 1.3738 | 1.3738 | 2.24 | 1.5701 | 1.5701 | 2.21 | 1.5914 | 1.5914 | 2.16 | 1.6282 | 1.6282 | 2.04 | 1.724 | 1.724 | 1.79 | 1.9648 | 1.9648 | 2.43 | 1.4473 | 1.4473 | 2.32 | 1.5159 | 1.5159 | 2.2 | 1.5986 | 1.5986 | 2.39 | 1.4715 | 1.4715 | 2.26 | 1.5562 | 1.5562 | 2.15 | 1.6358 | 1.6358 | 2.22 | 1.5842 | 1.5842 | 1.89 | 1.8608 | 1.8608 | 1.85 | 1.9011 | 1.9011 | 2.7 | 1.3026 | 1.3026 | 2.58 | 1.3632 | 1.3632 | 2.36 | 1.4903 | 1.4903 | 2.16 | 1.6282 | 1.6282 | 2.04 | 1.724 | 1.724 | 1.79 | 1.9648 | 1.9648 | 2.56 | 1.3738 | 1.3738 | 2.24 | 1.5701 | 1.5701 | 2.21 | 1.5914 | 1.5914 | 2.22 | 1.5842 | 1.5842 | 1.89 | 1.8608 | 1.8608 | 1.89 | 1.8608 | 1.8608
2010 | 2.7 | 1.3026 | 1.3026 | 2.58 | 1.3632 | 1.3632 | 2.36 | 1.4903 | 1.4903 | 2.82 | 1.2472 | 1.2472 | 2.73 | 1.2883 | 1.2883 | 2.67 | 1.3172 | 1.3172 | 2.75 | 1.2789 | 1.2789 | 2.66 | 1.3222 | 1.3222 | 2.6 | 1.3527 | 1.3527 | 2.56 | 1.3738 | 1.3738 | 2.24 | 1.5701 | 1.5701 | 2.21 | 1.5914 | 1.5914 | 2.16 | 1.6282 | 1.6282 | 2.04 | 1.724 | 1.724 | 1.79 | 1.9648 | 1.9648 | 2.43 | 1.4473 | 1.4473 | 2.32 | 1.5159 | 1.5159 | 2.2 | 1.5986 | 1.5986 | 2.39 | 1.4715 | 1.4715 | 2.26 | 1.5562 | 1.5562 | 2.15 | 1.6358 | 1.6358 | 2.22 | 1.5842 | 1.5842 | 1.89 | 1.8608 | 1.8608 | 1.85 | 1.9011 | 1.9011 | 2.7 | 1.3026 | 1.3026 | 2.58 | 1.3632 | 1.3632 | 2.36 | 1.4903 | 1.4903 | 2.16 | 1.6282 | 1.6282 | 2.04 | 1.724 | 1.724 | 1.79 | 1.9648 | 1.9648 | 2.56 | 1.3738 | 1.3738 | 2.24 | 1.5701 | 1.5701 | 2.21 | 1.5914 | 1.5914 | 2.22 | 1.5842 | 1.5842 | 1.89 | 1.8608 | 1.8608 | 1.89 | 1.8608 | 1.8608
2011 | 2.7 | 1.3026 | 1.3026 | 2.58 | 1.3632 | 1.3632 | 2.36 | 1.4903 | 1.4903 | 2.82 | 1.2472 | 1.2472 | 2.73 | 1.2883 | 1.2883 | 2.67 | 1.3172 | 1.3172 | 2.75 | 1.2789 | 1.2789 | 2.66 | 1.3222 | 1.3222 | 2.6 | 1.3527 | 1.3527 | 2.56 | 1.3738 | 1.3738 | 2.24 | 1.5701 | 1.5701 | 2.21 | 1.5914 | 1.5914 | 2.16 | 1.6282 | 1.6282 | 2.04 | 1.724 | 1.724 | 1.79 | 1.9648 | 1.9648 | 2.43 | 1.4473 | 1.4473 | 2.32 | 1.5159 | 1.5159 | 2.2 | 1.5986 | 1.5986 | 2.39 | 1.4715 | 1.4715 | 2.26 | 1.5562 | 1.5562 | 2.15 | 1.6358 | 1.6358 | 2.22 | 1.5842 | 1.5842 | 1.89 | 1.8608 | 1.8608 | 1.85 | 1.9011 | 1.9011 | 2.7 | 1.3026 | 1.3026 | 2.58 | 1.3632 | 1.3632 | 2.36 | 1.4903 | 1.4903 | 2.16 | 1.6282 | 1.6282 | 2.04 | 1.724 | 1.724 | 1.79 | 1.9648 | 1.9648 | 2.56 | 1.3738 | 1.3738 | 2.24 | 1.5701 | 1.5701 | 2.21 | 1.5914 | 1.5914 | 2.22 | 1.5842 | 1.5842 | 1.89 | 1.8608 | 1.8608 | 1.89 | 1.8608 | 1.8608
2012 | 2.7 | 1.3026 | 1.3026 | 2.58 | 1.3632 | 1.3632 | 2.36 | 1.4903 | 1.4903 | 2.82 | 1.2472 | 1.2472 | 2.73 | 1.2883 | 1.2883 | 2.67 | 1.3172 | 1.3172 | 2.75 | 1.2789 | 1.2789 | 2.66 | 1.3222 | 1.3222 | 2.6 | 1.3527 | 1.3527 | 2.56 | 1.3738 | 1.3738 | 2.24 | 1.5701 | 1.5701 | 2.21 | 1.5914 | 1.5914 | 2.16 | 1.6282 | 1.6282 | 2.04 | 1.724 | 1.724 | 1.79 | 1.9648 | 1.9648 | 2.43 | 1.4473 | 1.4473 | 2.32 | 1.5159 | 1.5159 | 2.2 | 1.5986 | 1.5986 | 2.39 | 1.4715 | 1.4715 | 2.26 | 1.5562 | 1.5562 | 2.15 | 1.6358 | 1.6358 | 2.22 | 1.5842 | 1.5842 | 1.89 | 1.8608 | 1.8608 | 1.85 | 1.9011 | 1.9011 | 2.7 | 1.3026 | 1.3026 | 2.58 | 1.3632 | 1.3632 | 2.36 | 1.4903 | 1.4903 | 2.16 | 1.6282 | 1.6282 | 2.04 | 1.724 | 1.724 | 1.79 | 1.9648 | 1.9648 | 2.56 | 1.3738 | 1.3738 | 2.24 | 1.5701 | 1.5701 | 2.21 | 1.5914 | 1.5914 | 2.22 | 1.5842 | 1.5842 | 1.89 | 1.8608 | 1.8608 | 1.89 | 1.8608 | 1.8608
2013 | 2.7 | 1.3026 | 1.3026 | 2.58 | 1.3632 | 1.3632 | 2.36 | 1.4903 | 1.4903 | 2.82 | 1.2472 | 1.2472 | 2.73 | 1.2883 | 1.2883 | 2.67 | 1.3172 | 1.3172 | 2.75 | 1.2789 | 1.2789 | 2.66 | 1.3222 | 1.3222 | 2.6 | 1.3527 | 1.3527 | 2.56 | 1.3738 | 1.3738 | 2.24 | 1.5701 | 1.5701 | 2.21 | 1.5914 | 1.5914 | 2.16 | 1.6282 | 1.6282 | 2.04 | 1.724 | 1.724 | 1.79 | 1.9648 | 1.9648 | 2.43 | 1.4473 | 1.4473 | 2.32 | 1.5159 | 1.5159 | 2.2 | 1.5986 | 1.5986 | 2.39 | 1.4715 | 1.4715 | 2.26 | 1.5562 | 1.5562 | 2.15 | 1.6358 | 1.6358 | 2.22 | 1.5842 | 1.5842 | 1.89 | 1.8608 | 1.8608 | 1.85 | 1.9011 | 1.9011 | 2.7 | 1.3026 | 1.3026 | 2.58 | 1.3632 | 1.3632 | 2.36 | 1.4903 | 1.4903 | 2.16 | 1.6282 | 1.6282 | 2.04 | 1.724 | 1.724 | 1.79 | 1.9648 | 1.9648 | 2.56 | 1.3738 | 1.3738 | 2.24 | 1.5701 | 1.5701 | 2.21 | 1.5914 | 1.5914 | 2.22 | 1.5842 | 1.5842 | 1.89 | 1.8608 | 1.8608 | 1.89 | 1.8608 | 1.8608
2014 | 2.7 | 1.3026 | 1.3026 | 2.58 | 1.3632 | 1.3632 | 2.36 | 1.4903 | 1.4903 | 2.82 | 1.2472 | 1.2472 | 2.73 | 1.2883 | 1.2883 | 2.67 | 1.3172 | 1.3172 | 2.75 | 1.2789 | 1.2789 | 2.66 | 1.3222 | 1.3222 | 2.6 | 1.3527 | 1.3527 | 2.56 | 1.3738 | 1.3738 | 2.24 | 1.5701 | 1.5701 | 2.21 | 1.5914 | 1.5914 | 2.16 | 1.6282 | 1.6282 | 2.04 | 1.724 | 1.724 | 1.79 | 1.9648 | 1.9648 | 2.43 | 1.4473 | 1.4473 | 2.32 | 1.5159 | 1.5159 | 2.2 | 1.5986 | 1.5986 | 2.39 | 1.4715 | 1.4715 | 2.26 | 1.5562 | 1.5562 | 2.15 | 1.6358 | 1.6358 | 2.22 | 1.5842 | 1.5842 | 1.89 | 1.8608 | 1.8608 | 1.85 | 1.9011 | 1.9011 | 2.7 | 1.3026 | 1.3026 | 2.58 | 1.3632 | 1.3632 | 2.36 | 1.4903 | 1.4903 | 2.16 | 1.6282 | 1.6282 | 2.04 | 1.724 | 1.724 | 1.79 | 1.9648 | 1.9648 | 2.56 | 1.3738 | 1.3738 | 2.24 | 1.5701 | 1.5701 | 2.21 | 1.5914 | 1.5914 | 2.22 | 1.5842 | 1.5842 | 1.89 | 1.8608 | 1.8608 | 1.89 | 1.8608 | 1.8608
2015 | 2.7 | 1.3026 | 1.3026 | 2.58 | 1.3632 | 1.3632 | 2.36 | 1.4903 | 1.4903 | 2.82 | 1.2472 | 1.2472 | 2.73 | 1.2883 | 1.2883 | 2.67 | 1.3172 | 1.3172 | 2.75 | 1.2789 | 1.2789 | 2.66 | 1.3222 | 1.3222 | 2.6 | 1.3527 | 1.3527 | 2.56 | 1.3738 | 1.3738 | 2.24 | 1.5701 | 1.5701 | 2.21 | 1.5914 | 1.5914 | 2.16 | 1.6282 | 1.6282 | 2.04 | 1.724 | 1.724 | 1.79 | 1.9648 | 1.9648 | 2.43 | 1.4473 | 1.4473 | 2.32 | 1.5159 | 1.5159 | 2.2 | 1.5986 | 1.5986 | 2.39 | 1.4715 | 1.4715 | 2.26 | 1.5562 | 1.5562 | 2.15 | 1.6358 | 1.6358 | 2.22 | 1.5842 | 1.5842 | 1.89 | 1.8608 | 1.8608 | 1.85 | 1.9011 | 1.9011 | 2.7 | 1.3026 | 1.3026 | 2.58 | 1.3632 | 1.3632 | 2.36 | 1.4903 | 1.4903 | 2.16 | 1.6282 | 1.6282 | 2.04 | 1.724 | 1.724 | 1.79 | 1.9648 | 1.9648 | 2.56 | 1.3738 | 1.3738 | 2.24 | 1.5701 | 1.5701 | 2.21 | 1.5914 | 1.5914 | 2.22 | 1.5842 | 1.5842 | 1.89 | 1.8608 | 1.8608 | 1.89 | 1.8608 | 1.8608
2016 | 2.7 | 1.3026 | 1.3026 | 2.58 | 1.3632 | 1.3632 | 2.36 | 1.4903 | 1.4903 | 2.82 | 1.2472 | 1.2472 | 2.73 | 1.2883 | 1.2883 | 2.67 | 1.3172 | 1.3172 | 2.75 | 1.2789 | 1.2789 | 2.66 | 1.3222 | 1.3222 | 2.6 | 1.3527 | 1.3527 | 2.56 | 1.3738 | 1.3738 | 2.24 | 1.5701 | 1.5701 | 2.21 | 1.5914 | 1.5914 | 2.16 | 1.6282 | 1.6282 | 2.04 | 1.724 | 1.724 | 1.79 | 1.9648 | 1.9648 | 2.43 | 1.4473 | 1.4473 | 2.32 | 1.5159 | 1.5159 | 2.2 | 1.5986 | 1.5986 | 2.39 | 1.4715 | 1.4715 | 2.26 | 1.5562 | 1.5562 | 2.15 | 1.6358 | 1.6358 | 2.22 | 1.5842 | 1.5842 | 1.89 | 1.8608 | 1.8608 | 1.85 | 1.9011 | 1.9011 | 2.7 | 1.3026 | 1.3026 | 2.58 | 1.3632 | 1.3632 | 2.36 | 1.4903 | 1.4903 | 2.16 | 1.6282 | 1.6282 | 2.04 | 1.724 | 1.724 | 1.79 | 1.9648 | 1.9648 | 2.56 | 1.3738 | 1.3738 | 2.24 | 1.5701 | 1.5701 | 2.21 | 1.5914 | 1.5914 | 2.22 | 1.5842 | 1.5842 | 1.89 | 1.8608 | 1.8608 | 1.89 | 1.8608 | 1.8608
2017 | 2.7 | 1.3026 | 1.3026 | 2.58 | 1.3632 | 1.3632 | 2.36 | 1.4903 | 1.4903 | 2.82 | 1.2472 | 1.2472 | 2.73 | 1.2883 | 1.2883 | 2.67 | 1.3172 | 1.3172 | 2.75 | 1.2789 | 1.2789 | 2.66 | 1.3222 | 1.3222 | 2.6 | 1.3527 | 1.3527 | 2.56 | 1.3738 | 1.3738 | 2.24 | 1.5701 | 1.5701 | 2.21 | 1.5914 | 1.5914 | 2.16 | 1.6282 | 1.6282 | 2.04 | 1.724 | 1.724 | 1.79 | 1.9648 | 1.9648 | 2.43 | 1.4473 | 1.4473 | 2.32 | 1.5159 | 1.5159 | 2.2 | 1.5986 | 1.5986 | 2.39 | 1.4715 | 1.4715 | 2.26 | 1.5562 | 1.5562 | 2.15 | 1.6358 | 1.6358 | 2.22 | 1.5842 | 1.5842 | 1.89 | 1.8608 | 1.8608 | 1.85 | 1.9011 | 1.9011 | 2.7 | 1.3026 | 1.3026 | 2.58 | 1.3632 | 1.3632 | 2.36 | 1.4903 | 1.4903 | 2.16 | 1.6282 | 1.6282 | 2.04 | 1.724 | 1.724 | 1.79 | 1.9648 | 1.9648 | 2.56 | 1.3738 | 1.3738 | 2.24 | 1.5701 | 1.5701 | 2.21 | 1.5914 | 1.5914 | 2.22 | 1.5842 | 1.5842 | 1.89 | 1.8608 | 1.8608 | 1.89 | 1.8608 | 1.8608
2018 | 2.7 | 1.3026 | 1.3026 | 2.58 | 1.3632 | 1.3632 | 2.36 | 1.4903 | 1.4903 | 2.82 | 1.2472 | 1.2472 | 2.73 | 1.2883 | 1.2883 | 2.67 | 1.3172 | 1.3172 | 2.75 | 1.2789 | 1.2789 | 2.66 | 1.3222 | 1.3222 | 2.6 | 1.3527 | 1.3527 | 2.56 | 1.3738 | 1.3738 | 2.24 | 1.5701 | 1.5701 | 2.21 | 1.5914 | 1.5914 | 2.16 | 1.6282 | 1.6282 | 2.04 | 1.724 | 1.724 | 1.79 | 1.9648 | 1.9648 | 2.43 | 1.4473 | 1.4473 | 2.32 | 1.5159 | 1.5159 | 2.2 | 1.5986 | 1.5986 | 2.39 | 1.4715 | 1.4715 | 2.26 | 1.5562 | 1.5562 | 2.15 | 1.6358 | 1.6358 | 2.22 | 1.5842 | 1.5842 | 1.89 | 1.8608 | 1.8608 | 1.85 | 1.9011 | 1.9011 | 2.7 | 1.3026 | 1.3026 | 2.58 | 1.3632 | 1.3632 | 2.36 | 1.4903 | 1.4903 | 2.16 | 1.6282 | 1.6282 | 2.04 | 1.724 | 1.724 | 1.79 | 1.9648 | 1.9648 | 2.56 | 1.3738 | 1.3738 | 2.24 | 1.5701 | 1.5701 | 2.21 | 1.5914 | 1.5914 | 2.22 | 1.5842 | 1.5842 | 1.89 | 1.8608 | 1.8608 | 1.89 | 1.8608 | 1.8608
2019 | 2.7 | 1.3026 | 1.3026 | 2.58 | 1.3632 | 1.3632 | 2.36 | 1.4903 | 1.4903 | 2.82 | 1.2472 | 1.2472 | 2.73 | 1.2883 | 1.2883 | 2.67 | 1.3172 | 1.3172 | 2.75 | 1.2789 | 1.2789 | 2.66 | 1.3222 | 1.3222 | 2.6 | 1.3527 | 1.3527 | 2.56 | 1.3738 | 1.3738 | 2.24 | 1.5701 | 1.5701 | 2.21 | 1.5914 | 1.5914 | 2.16 | 1.6282 | 1.6282 | 2.04 | 1.724 | 1.724 | 1.79 | 1.9648 | 1.9648 | 2.43 | 1.4473 | 1.4473 | 2.32 | 1.5159 | 1.5159 | 2.2 | 1.5986 | 1.5986 | 2.39 | 1.4715 | 1.4715 | 2.26 | 1.5562 | 1.5562 | 2.15 | 1.6358 | 1.6358 | 2.22 | 1.5842 | 1.5842 | 1.89 | 1.8608 | 1.8608 | 1.85 | 1.9011 | 1.9011 | 2.7 | 1.3026 | 1.3026 | 2.58 | 1.3632 | 1.3632 | 2.36 | 1.4903 | 1.4903 | 2.16 | 1.6282 | 1.6282 | 2.04 | 1.724 | 1.724 | 1.79 | 1.9648 | 1.9648 | 2.56 | 1.3738 | 1.3738 | 2.24 | 1.5701 | 1.5701 | 2.21 | 1.5914 | 1.5914 | 2.22 | 1.5842 | 1.5842 | 1.89 | 1.8608 | 1.8608 | 1.89 | 1.8608 | 1.8608
2020 | 2.7 | 1.3026 | 1.3026 | 2.58 | 1.3632 | 1.3632 | 2.36 | 1.4903 | 1.4903 | 2.82 | 1.2472 | 1.2472 | 2.73 | 1.2883 | 1.2883 | 2.67 | 1.3172 | 1.3172 | 2.75 | 1.2789 | 1.2789 | 2.66 | 1.3222 | 1.3222 | 2.6 | 1.3527 | 1.3527 | 2.56 | 1.3738 | 1.3738 | 2.24 | 1.5701 | 1.5701 | 2.21 | 1.5914 | 1.5914 | 2.16 | 1.6282 | 1.6282 | 2.04 | 1.724 | 1.724 | 1.79 | 1.9648 | 1.9648 | 2.43 | 1.4473 | 1.4473 | 2.32 | 1.5159 | 1.5159 | 2.2 | 1.5986 | 1.5986 | 2.39 | 1.4715 | 1.4715 | 2.26 | 1.5562 | 1.5562 | 2.15 | 1.6358 | 1.6358 | 2.22 | 1.5842 | 1.5842 | 1.89 | 1.8608 | 1.8608 | 1.85 | 1.9011 | 1.9011 | 2.7 | 1.3026 | 1.3026 | 2.58 | 1.3632 | 1.3632 | 2.36 | 1.4903 | 1.4903 | 2.16 | 1.6282 | 1.6282 | 2.04 | 1.724 | 1.724 | 1.79 | 1.9648 | 1.9648 | 2.56 | 1.3738 | 1.3738 | 2.24 | 1.5701 | 1.5701 | 2.21 | 1.5914 | 1.5914 | 2.22 | 1.5842 | 1.5842 | 1.89 | 1.8608 | 1.8608 | 1.89 | 1.8608 | 1.8608
2021 | 2.7 | 1.3026 | 1.3026 | 2.58 | 1.3632 | 1.3632 | 2.36 | 1.4903 | 1.4903 | 2.82 | 1.2472 | 1.2472 | 2.73 | 1.2883 | 1.2883 | 2.67 | 1.3172 | 1.3172 | 2.75 | 1.2789 | 1.2789 | 2.66 | 1.3222 | 1.3222 | 2.6 | 1.3527 | 1.3527 | 2.56 | 1.3738 | 1.3738 | 2.24 | 1.5701 | 1.5701 | 2.21 | 1.5914 | 1.5914 | 2.16 | 1.6282 | 1.6282 | 2.04 | 1.724 | 1.724 | 1.79 | 1.9648 | 1.9648 | 2.43 | 1.4473 | 1.4473 | 2.32 | 1.5159 | 1.5159 | 2.2 | 1.5986 | 1.5986 | 2.39 | 1.4715 | 1.4715 | 2.26 | 1.5562 | 1.5562 | 2.15 | 1.6358 | 1.6358 | 2.22 | 1.5842 | 1.5842 | 1.89 | 1.8608 | 1.8608 | 1.85 | 1.9011 | 1.9011 | 2.7 | 1.3026 | 1.3026 | 2.58 | 1.3632 | 1.3632 | 2.36 | 1.4903 | 1.4903 | 2.16 | 1.6282 | 1.6282 | 2.04 | 1.724 | 1.724 | 1.79 | 1.9648 | 1.9648 | 2.56 | 1.3738 | 1.3738 | 2.24 | 1.5701 | 1.5701 | 2.21 | 1.5914 | 1.5914 | 2.22 | 1.5842 | 1.5842 | 1.89 | 1.8608 | 1.8608 | 1.89 | 1.8608 | 1.8608
2022 | 2.7 | 1.3026 | 1.3026 | 2.58 | 1.3632 | 1.3632 | 2.36 | 1.4903 | 1.4903 | 2.82 | 1.2472 | 1.2472 | 2.73 | 1.2883 | 1.2883 | 2.67 | 1.3172 | 1.3172 | 2.75 | 1.2789 | 1.2789 | 2.66 | 1.3222 | 1.3222 | 2.6 | 1.3527 | 1.3527 | 2.56 | 1.3738 | 1.3738 | 2.24 | 1.5701 | 1.5701 | 2.21 | 1.5914 | 1.5914 | 2.16 | 1.6282 | 1.6282 | 2.04 | 1.724 | 1.724 | 1.79 | 1.9648 | 1.9648 | 2.43 | 1.4473 | 1.4473 | 2.32 | 1.5159 | 1.5159 | 2.2 | 1.5986 | 1.5986 | 2.39 | 1.4715 | 1.4715 | 2.26 | 1.5562 | 1.5562 | 2.15 | 1.6358 | 1.6358 | 2.22 | 1.5842 | 1.5842 | 1.89 | 1.8608 | 1.8608 | 1.85 | 1.9011 | 1.9011 | 2.7 | 1.3026 | 1.3026 | 2.58 | 1.3632 | 1.3632 | 2.36 | 1.4903 | 1.4903 | 2.16 | 1.6282 | 1.6282 | 2.04 | 1.724 | 1.724 | 1.79 | 1.9648 | 1.9648 | 2.56 | 1.3738 | 1.3738 | 2.24 | 1.5701 | 1.5701 | 2.21 | 1.5914 | 1.5914 | 2.22 | 1.5842 | 1.5842 | 1.89 | 1.8608 | 1.8608 | 1.89 | 1.8608 | 1.8608
2023 | 2.7 | 1.3026 | 1.3026 | 2.58 | 1.3632 | 1.3632 | 2.36 | 1.4903 | 1.4903 | 2.82 | 1.2472 | 1.2472 | 2.73 | 1.2883 | 1.2883 | 2.67 | 1.3172 | 1.3172 | 2.75 | 1.2789 | 1.2789 | 2.66 | 1.3222 | 1.3222 | 2.6 | 1.3527 | 1.3527 | 2.56 | 1.3738 | 1.3738 | 2.24 | 1.5701 | 1.5701 | 2.21 | 1.5914 | 1.5914 | 2.16 | 1.6282 | 1.6282 | 2.04 | 1.724 | 1.724 | 1.79 | 1.9648 | 1.9648 | 2.43 | 1.4473 | 1.4473 | 2.32 | 1.5159 | 1.5159 | 2.2 | 1.5986 | 1.5986 | 2.39 | 1.4715 | 1.4715 | 2.26 | 1.5562 | 1.5562 | 2.15 | 1.6358 | 1.6358 | 2.22 | 1.5842 | 1.5842 | 1.89 | 1.8608 | 1.8608 | 1.85 | 1.9011 | 1.9011 | 2.7 | 1.3026 | 1.3026 | 2.58 | 1.3632 | 1.3632 | 2.36 | 1.4903 | 1.4903 | 2.16 | 1.6282 | 1.6282 | 2.04 | 1.724 | 1.724 | 1.79 | 1.9648 | 1.9648 | 2.56 | 1.3738 | 1.3738 | 2.24 | 1.5701 | 1.5701 | 2.21 | 1.5914 | 1.5914 | 2.22 | 1.5842 | 1.5842 | 1.89 | 1.8608 | 1.8608 | 1.89 | 1.8608 | 1.8608
2024 | 2.7 | 1.3026 | 1.3026 | 2.58 | 1.3632 | 1.3632 | 2.36 | 1.4903 | 1.4903 | 2.82 | 1.2472 | 1.2472 | 2.73 | 1.2883 | 1.2883 | 2.67 | 1.3172 | 1.3172 | 2.75 | 1.2789 | 1.2789 | 2.66 | 1.3222 | 1.3222 | 2.6 | 1.3527 | 1.3527 | 2.56 | 1.3738 | 1.3738 | 2.24 | 1.5701 | 1.5701 | 2.21 | 1.5914 | 1.5914 | 2.16 | 1.6282 | 1.6282 | 2.04 | 1.724 | 1.724 | 1.79 | 1.9648 | 1.9648 | 2.43 | 1.4473 | 1.4473 | 2.32 | 1.5159 | 1.5159 | 2.2 | 1.5986 | 1.5986 | 2.39 | 1.4715 | 1.4715 | 2.26 | 1.5562 | 1.5562 | 2.15 | 1.6358 | 1.6358 | 2.22 | 1.5842 | 1.5842 | 1.89 | 1.8608 | 1.8608 | 1.85 | 1.9011 | 1.9011 | 2.7 | 1.3026 | 1.3026 | 2.58 | 1.3632 | 1.3632 | 2.36 | 1.4903 | 1.4903 | 2.16 | 1.6282 | 1.6282 | 2.04 | 1.724 | 1.724 | 1.79 | 1.9648 | 1.9648 | 2.56 | 1.3738 | 1.3738 | 2.24 | 1.5701 | 1.5701 | 2.21 | 1.5914 | 1.5914 | 2.22 | 1.5842 | 1.5842 | 1.89 | 1.8608 | 1.8608 | 1.89 | 1.8608 | 1.8608
2025 | 2.7 | 1.3026 | 1.3026 | 2.58 | 1.3632 | 1.3632 | 2.36 | 1.4903 | 1.4903 | 2.82 | 1.2472 | 1.2472 | 2.73 | 1.2883 | 1.2883 | 2.67 | 1.3172 | 1.3172 | 2.75 | 1.2789 | 1.2789 | 2.66 | 1.3222 | 1.3222 | 2.6 | 1.3527 | 1.3527 | 2.56 | 1.3738 | 1.3738 | 2.24 | 1.5701 | 1.5701 | 2.21 | 1.5914 | 1.5914 | 2.16 | 1.6282 | 1.6282 | 2.04 | 1.724 | 1.724 | 1.79 | 1.9648 | 1.9648 | 2.43 | 1.4473 | 1.4473 | 2.32 | 1.5159 | 1.5159 | 2.2 | 1.5986 | 1.5986 | 2.39 | 1.4715 | 1.4715 | 2.26 | 1.5562 | 1.5562 | 2.15 | 1.6358 | 1.6358 | 2.22 | 1.5842 | 1.5842 | 1.89 | 1.8608 | 1.8608 | 1.85 | 1.9011 | 1.9011 | 2.7 | 1.3026 | 1.3026 | 2.58 | 1.3632 | 1.3632 | 2.36 | 1.4903 | 1.4903 | 2.16 | 1.6282 | 1.6282 | 2.04 | 1.724 | 1.724 | 1.79 | 1.9648 | 1.9648 | 2.56 | 1.3738 | 1.3738 | 2.24 | 1.5701 | 1.5701 | 2.21 | 1.5914 | 1.5914 | 2.22 | 1.5842 | 1.5842 | 1.89 | 1.8608 | 1.8608 | 1.89 | 1.8608 | 1.8608
ARTRM9.2
CPS | 2.7 | 1.3026 | 1.3026 | 2.58 | 1.3632 | 1.3632 | 2.36 | 1.4903 | 1.4903 | 2.82 | 1.2472 | 1.2472 | 2.73 | 1.2883 | 1.2883 | 2.67 | 1.3172 | 1.3172 | 2.75 | 1.2789 | 1.2789 | 2.66 | 1.3222 | 1.3222 | 2.6 | 1.3527 | 1.3527 | 2.56 | 1.3738 | 1.3738 | 2.24 | 1.5701 | 1.5701 | 2.21 | 1.5914 | 1.5914 | 2.16 | 1.6282 | 1.6282 | 2.04 | 1.724 | 1.724 | 1.79 | 1.9648 | 1.9648 | 2.43 | 1.4473 | 1.4473 | 2.32 | 1.5159 | 1.5159 | 2.2 | 1.5986 | 1.5986 | 2.39 | 1.4715 | 1.4715 | 2.26 | 1.5562 | 1.5562 | 2.15 | 1.6358 | 1.6358 | 2.22 | 1.5842 | 1.5842 | 1.89 | 1.8608 | 1.8608 | 1.85 | 1.9011 | 1.9011 | 2.7 | 1.3026 | 1.3026 | 2.58 | 1.3632 | 1.3632 | 2.36 | 1.4903 | 1.4903 | 2.16 | 1.6282 | 1.6282 | 2.04 | 1.724 | 1.724 | 1.79 | 1.9648 | 1.9648 | 2.56 | 1.3738 | 1.3738 | 2.24 | 1.5701 | 1.5701 | 2.21 | 1.5914 | 1.5914 | 2.22 | 1.5842 | 1.5842 | 1.89 | 1.8608 | 1.8608 | 1.89 | 1.8608 | 1.8608
Note: | CPS row (NC/ROB) uses NSenCOP per DOE 10 CFR 431 (eff. 5/28/2024). Upflow values are for Nonducted configuration. | [71 empty] | CPS row (NC/ROB) uses NSenCOP per DOE 10 CFR 431 (eff. 5/28/2024). Upflow values are for Nonducted configuration.
| SCOP conversion test: | [71 empty] | SCOP conversion test:
| Capacity |  | efficiency |  | EFLH | Energy | [66 empty] | Capacity |  | efficiency |  | EFLH | Energy
| 20000 | btuh | 2.2 | SCOP | 2000 | 5328.7861 | [66 empty] | 20000 | btuh | 2.2 | SCOP | 2000 | 5328.7861
| 1.6667 | ton | 1.5986 | kW/ton | 2000 | 5328.7879 | [66 empty] | 1.6667 | ton | 1.5986 | kW/ton | 2000 | 5328.7879

## RoomAC (hidden)
| RoomAirConditioner |  |  | RoomAirConditioner |  |  | RoomAirConditioner |  |  | RoomAirConditioner |  |  | RoomAirConditioner |  |  | RoomAirConditioner |  |  | RoomAirConditioner |  |  | RoomAirConditioner |  |  | RoomAirConditioner |  |  | RoomAirConditioner |  |  | RoomAirConditioner |  |  | RoomAirConditioner |  |  | RoomAirConditioner |  |  | RoomAirConditioner |  |  | RoomAirConditioner |  |  | RoomAirConditioner
| WithoutReverseCycle |  |  | WithoutReverseCycle |  |  | WithoutReverseCycle |  |  | WithoutReverseCycle |  |  | WithoutReverseCycle |  |  | WithoutReverseCycle |  |  | WithoutReverseCycle |  |  | WithoutReverseCycle |  |  | WithoutReverseCycle |  |  | WithoutReverseCycle |  |  | WithReverseCycle |  |  | WithReverseCycle |  |  | WithReverseCycle |  |  | WithReverseCycle |  |  | CasementOnly |  |  | CasementSlider
| WithLouveredSides |  |  | WithLouveredSides |  |  | WithLouveredSides |  |  | WithLouveredSides |  |  | WithLouveredSides |  |  | WithoutLouveredSides |  |  | WithoutLouveredSides |  |  | WithoutLouveredSides |  |  | WithoutLouveredSides |  |  | WithoutLouveredSides |  |  | WithLouveredSides |  |  | WithLouveredSides |  |  | WithoutLouveredSides |  |  | WithoutLouveredSides
| Lessthan8kbtuh |  |  | 8to14kbtuh |  |  | 14to20kbtuh |  |  | 20to25kbtuh |  |  | Greaterthan25kbtuh |  |  | Lessthan8kbtuh |  |  | 8to11kbtuh |  |  | 11to14kbtuh |  |  | 14to20kbtuh |  |  | Greaterthan20kbtuh |  |  | Lessthan20kbtuh |  |  | Greaterthan20kbtuh |  |  | Lessthan14kbtuh |  |  | Greaterthan14kbtuh |  |  | All |  |  | All
| RoomAirConditionerWithoutReverseCycleWithLouveredSidesLessthan8kbtuh |  |  | RoomAirConditionerWithoutReverseCycleWithLouveredSides8to14kbtuh |  |  | RoomAirConditionerWithoutReverseCycleWithLouveredSides14to20kbtuh |  |  | RoomAirConditionerWithoutReverseCycleWithLouveredSides20to25kbtuh |  |  | RoomAirConditionerWithoutReverseCycleWithLouveredSidesGreaterthan25kbtuh |  |  | RoomAirConditionerWithoutReverseCycleWithoutLouveredSidesLessthan8kbtuh |  |  | RoomAirConditionerWithoutReverseCycleWithoutLouveredSides8to11kbtuh |  |  | RoomAirConditionerWithoutReverseCycleWithoutLouveredSides11to14kbtuh |  |  | RoomAirConditionerWithoutReverseCycleWithoutLouveredSides14to20kbtuh |  |  | RoomAirConditionerWithoutReverseCycleWithoutLouveredSidesGreaterthan20kbtuh |  |  | RoomAirConditionerWithReverseCycleWithLouveredSidesLessthan20kbtuh |  |  | RoomAirConditionerWithReverseCycleWithLouveredSidesGreaterthan20kbtuh |  |  | RoomAirConditionerWithReverseCycleWithoutLouveredSidesLessthan14kbtuh |  |  | RoomAirConditionerWithReverseCycleWithoutLouveredSidesGreaterthan14kbtuh |  |  | RoomAirConditionerCasementOnlyAll |  |  | RoomAirConditionerCasementSliderAll
Manuf. Year | EER | Full Load | Part Load | EER | Full Load | Part Load | EER | Full Load | Part Load | EER | Full Load | Part Load | EER | Full Load | Part Load | EER | Full Load | Part Load | EER | Full Load | Part Load | EER | Full Load | Part Load | EER | Full Load | Part Load | EER | Full Load | Part Load | EER | Full Load | Part Load | EER | Full Load | Part Load | EER | Full Load | Part Load | EER | Full Load | Part Load | EER | Full Load | Part Load | EER | Full Load | Part Load | Applicable Standard
1997 | #N/A | #N/A | #N/A | #N/A | #N/A | #N/A | #N/A | #N/A | #N/A | #N/A | #N/A | #N/A | #N/A | #N/A | #N/A | #N/A | #N/A | #N/A | #N/A | #N/A | #N/A | #N/A | #N/A | #N/A | #N/A | #N/A | #N/A | #N/A | #N/A | #N/A | #N/A | #N/A | #N/A | #N/A | #N/A | #N/A | #N/A | #N/A | #N/A | #N/A | #N/A | #N/A | #N/A | #N/A | #N/A | #N/A | #N/A | #N/A
1998 | #N/A | #N/A | #N/A | #N/A | #N/A | #N/A | #N/A | #N/A | #N/A | #N/A | #N/A | #N/A | #N/A | #N/A | #N/A | #N/A | #N/A | #N/A | #N/A | #N/A | #N/A | #N/A | #N/A | #N/A | #N/A | #N/A | #N/A | #N/A | #N/A | #N/A | #N/A | #N/A | #N/A | #N/A | #N/A | #N/A | #N/A | #N/A | #N/A | #N/A | #N/A | #N/A | #N/A | #N/A | #N/A | #N/A | #N/A | #N/A
1999 | #N/A | #N/A | #N/A | #N/A | #N/A | #N/A | #N/A | #N/A | #N/A | #N/A | #N/A | #N/A | #N/A | #N/A | #N/A | #N/A | #N/A | #N/A | #N/A | #N/A | #N/A | #N/A | #N/A | #N/A | #N/A | #N/A | #N/A | #N/A | #N/A | #N/A | #N/A | #N/A | #N/A | #N/A | #N/A | #N/A | #N/A | #N/A | #N/A | #N/A | #N/A | #N/A | #N/A | #N/A | #N/A | #N/A | #N/A | #N/A
2000 | #N/A | #N/A | #N/A | #N/A | #N/A | #N/A | #N/A | #N/A | #N/A | #N/A | #N/A | #N/A | #N/A | #N/A | #N/A | #N/A | #N/A | #N/A | #N/A | #N/A | #N/A | #N/A | #N/A | #N/A | #N/A | #N/A | #N/A | #N/A | #N/A | #N/A | #N/A | #N/A | #N/A | #N/A | #N/A | #N/A | #N/A | #N/A | #N/A | #N/A | #N/A | #N/A | #N/A | #N/A | #N/A | #N/A | #N/A | #N/A
2001 | #N/A | #N/A | #N/A | #N/A | #N/A | #N/A | #N/A | #N/A | #N/A | #N/A | #N/A | #N/A | #N/A | #N/A | #N/A | #N/A | #N/A | #N/A | #N/A | #N/A | #N/A | #N/A | #N/A | #N/A | #N/A | #N/A | #N/A | #N/A | #N/A | #N/A | #N/A | #N/A | #N/A | #N/A | #N/A | #N/A | #N/A | #N/A | #N/A | #N/A | #N/A | #N/A | #N/A | #N/A | #N/A | #N/A | #N/A | #N/A
2002 | #N/A | #N/A | #N/A | #N/A | #N/A | #N/A | #N/A | #N/A | #N/A | #N/A | #N/A | #N/A | #N/A | #N/A | #N/A | #N/A | #N/A | #N/A | #N/A | #N/A | #N/A | #N/A | #N/A | #N/A | #N/A | #N/A | #N/A | #N/A | #N/A | #N/A | #N/A | #N/A | #N/A | #N/A | #N/A | #N/A | #N/A | #N/A | #N/A | #N/A | #N/A | #N/A | #N/A | #N/A | #N/A | #N/A | #N/A | #N/A
2003 | #N/A | #N/A | #N/A | #N/A | #N/A | #N/A | #N/A | #N/A | #N/A | #N/A | #N/A | #N/A | #N/A | #N/A | #N/A | #N/A | #N/A | #N/A | #N/A | #N/A | #N/A | #N/A | #N/A | #N/A | #N/A | #N/A | #N/A | #N/A | #N/A | #N/A | #N/A | #N/A | #N/A | #N/A | #N/A | #N/A | #N/A | #N/A | #N/A | #N/A | #N/A | #N/A | #N/A | #N/A | #N/A | #N/A | #N/A | #N/A
2004 | #N/A | #N/A | #N/A | #N/A | #N/A | #N/A | #N/A | #N/A | #N/A | #N/A | #N/A | #N/A | #N/A | #N/A | #N/A | #N/A | #N/A | #N/A | #N/A | #N/A | #N/A | #N/A | #N/A | #N/A | #N/A | #N/A | #N/A | #N/A | #N/A | #N/A | #N/A | #N/A | #N/A | #N/A | #N/A | #N/A | #N/A | #N/A | #N/A | #N/A | #N/A | #N/A | #N/A | #N/A | #N/A | #N/A | #N/A | #N/A
2005 | #N/A | #N/A | #N/A | #N/A | #N/A | #N/A | #N/A | #N/A | #N/A | #N/A | #N/A | #N/A | #N/A | #N/A | #N/A | #N/A | #N/A | #N/A | #N/A | #N/A | #N/A | #N/A | #N/A | #N/A | #N/A | #N/A | #N/A | #N/A | #N/A | #N/A | #N/A | #N/A | #N/A | #N/A | #N/A | #N/A | #N/A | #N/A | #N/A | #N/A | #N/A | #N/A | #N/A | #N/A | #N/A | #N/A | #N/A | #N/A
2006 | #N/A | #N/A | #N/A | #N/A | #N/A | #N/A | #N/A | #N/A | #N/A | #N/A | #N/A | #N/A | #N/A | #N/A | #N/A | #N/A | #N/A | #N/A | #N/A | #N/A | #N/A | #N/A | #N/A | #N/A | #N/A | #N/A | #N/A | #N/A | #N/A | #N/A | #N/A | #N/A | #N/A | #N/A | #N/A | #N/A | #N/A | #N/A | #N/A | #N/A | #N/A | #N/A | #N/A | #N/A | #N/A | #N/A | #N/A | #N/A
2007 | #N/A | #N/A | #N/A | #N/A | #N/A | #N/A | #N/A | #N/A | #N/A | #N/A | #N/A | #N/A | #N/A | #N/A | #N/A | #N/A | #N/A | #N/A | #N/A | #N/A | #N/A | #N/A | #N/A | #N/A | #N/A | #N/A | #N/A | #N/A | #N/A | #N/A | #N/A | #N/A | #N/A | #N/A | #N/A | #N/A | #N/A | #N/A | #N/A | #N/A | #N/A | #N/A | #N/A | #N/A | #N/A | #N/A | #N/A | #N/A
2008 | #N/A | #N/A | #N/A | #N/A | #N/A | #N/A | #N/A | #N/A | #N/A | #N/A | #N/A | #N/A | #N/A | #N/A | #N/A | #N/A | #N/A | #N/A | #N/A | #N/A | #N/A | #N/A | #N/A | #N/A | #N/A | #N/A | #N/A | #N/A | #N/A | #N/A | #N/A | #N/A | #N/A | #N/A | #N/A | #N/A | #N/A | #N/A | #N/A | #N/A | #N/A | #N/A | #N/A | #N/A | #N/A | #N/A | #N/A | #N/A
2009 | #N/A | #N/A | #N/A | #N/A | #N/A | #N/A | #N/A | #N/A | #N/A | #N/A | #N/A | #N/A | #N/A | #N/A | #N/A | #N/A | #N/A | #N/A | #N/A | #N/A | #N/A | #N/A | #N/A | #N/A | #N/A | #N/A | #N/A | #N/A | #N/A | #N/A | #N/A | #N/A | #N/A | #N/A | #N/A | #N/A | #N/A | #N/A | #N/A | #N/A | #N/A | #N/A | #N/A | #N/A | #N/A | #N/A | #N/A | #N/A
2010 | #N/A | #N/A | #N/A | #N/A | #N/A | #N/A | #N/A | #N/A | #N/A | #N/A | #N/A | #N/A | #N/A | #N/A | #N/A | #N/A | #N/A | #N/A | #N/A | #N/A | #N/A | #N/A | #N/A | #N/A | #N/A | #N/A | #N/A | #N/A | #N/A | #N/A | #N/A | #N/A | #N/A | #N/A | #N/A | #N/A | #N/A | #N/A | #N/A | #N/A | #N/A | #N/A | #N/A | #N/A | #N/A | #N/A | #N/A | #N/A
2011 | #N/A | #N/A | #N/A | #N/A | #N/A | #N/A | #N/A | #N/A | #N/A | #N/A | #N/A | #N/A | #N/A | #N/A | #N/A | #N/A | #N/A | #N/A | #N/A | #N/A | #N/A | #N/A | #N/A | #N/A | #N/A | #N/A | #N/A | #N/A | #N/A | #N/A | #N/A | #N/A | #N/A | #N/A | #N/A | #N/A | #N/A | #N/A | #N/A | #N/A | #N/A | #N/A | #N/A | #N/A | #N/A | #N/A | #N/A | #N/A
2012 | #N/A | #N/A | #N/A | #N/A | #N/A | #N/A | #N/A | #N/A | #N/A | #N/A | #N/A | #N/A | #N/A | #N/A | #N/A | #N/A | #N/A | #N/A | #N/A | #N/A | #N/A | #N/A | #N/A | #N/A | #N/A | #N/A | #N/A | #N/A | #N/A | #N/A | #N/A | #N/A | #N/A | #N/A | #N/A | #N/A | #N/A | #N/A | #N/A | #N/A | #N/A | #N/A | #N/A | #N/A | #N/A | #N/A | #N/A | #N/A
2013 | #N/A | #N/A | #N/A | #N/A | #N/A | #N/A | #N/A | #N/A | #N/A | #N/A | #N/A | #N/A | #N/A | #N/A | #N/A | #N/A | #N/A | #N/A | #N/A | #N/A | #N/A | #N/A | #N/A | #N/A | #N/A | #N/A | #N/A | #N/A | #N/A | #N/A | #N/A | #N/A | #N/A | #N/A | #N/A | #N/A | #N/A | #N/A | #N/A | #N/A | #N/A | #N/A | #N/A | #N/A | #N/A | #N/A | #N/A | #N/A
2014 | #N/A | #N/A | #N/A | #N/A | #N/A | #N/A | #N/A | #N/A | #N/A | #N/A | #N/A | #N/A | #N/A | #N/A | #N/A | #N/A | #N/A | #N/A | #N/A | #N/A | #N/A | #N/A | #N/A | #N/A | #N/A | #N/A | #N/A | #N/A | #N/A | #N/A | #N/A | #N/A | #N/A | #N/A | #N/A | #N/A | #N/A | #N/A | #N/A | #N/A | #N/A | #N/A | #N/A | #N/A | #N/A | #N/A | #N/A | #N/A
2015 | #N/A | #N/A | #N/A | #N/A | #N/A | #N/A | #N/A | #N/A | #N/A | #N/A | #N/A | #N/A | #N/A | #N/A | #N/A | #N/A | #N/A | #N/A | #N/A | #N/A | #N/A | #N/A | #N/A | #N/A | #N/A | #N/A | #N/A | #N/A | #N/A | #N/A | #N/A | #N/A | #N/A | #N/A | #N/A | #N/A | #N/A | #N/A | #N/A | #N/A | #N/A | #N/A | #N/A | #N/A | #N/A | #N/A | #N/A | #N/A
2016 | #N/A | #N/A | #N/A | #N/A | #N/A | #N/A | #N/A | #N/A | #N/A | #N/A | #N/A | #N/A | #N/A | #N/A | #N/A | #N/A | #N/A | #N/A | #N/A | #N/A | #N/A | #N/A | #N/A | #N/A | #N/A | #N/A | #N/A | #N/A | #N/A | #N/A | #N/A | #N/A | #N/A | #N/A | #N/A | #N/A | #N/A | #N/A | #N/A | #N/A | #N/A | #N/A | #N/A | #N/A | #N/A | #N/A | #N/A | #N/A
2017 | #N/A | #N/A | #N/A | #N/A | #N/A | #N/A | #N/A | #N/A | #N/A | #N/A | #N/A | #N/A | #N/A | #N/A | #N/A | #N/A | #N/A | #N/A | #N/A | #N/A | #N/A | #N/A | #N/A | #N/A | #N/A | #N/A | #N/A | #N/A | #N/A | #N/A | #N/A | #N/A | #N/A | #N/A | #N/A | #N/A | #N/A | #N/A | #N/A | #N/A | #N/A | #N/A | #N/A | #N/A | #N/A | #N/A | #N/A | #N/A
2018 | #N/A | #N/A | #N/A | #N/A | #N/A | #N/A | #N/A | #N/A | #N/A | #N/A | #N/A | #N/A | #N/A | #N/A | #N/A | #N/A | #N/A | #N/A | #N/A | #N/A | #N/A | #N/A | #N/A | #N/A | #N/A | #N/A | #N/A | #N/A | #N/A | #N/A | #N/A | #N/A | #N/A | #N/A | #N/A | #N/A | #N/A | #N/A | #N/A | #N/A | #N/A | #N/A | #N/A | #N/A | #N/A | #N/A | #N/A | #N/A
2019 | #N/A | #N/A | #N/A | #N/A | #N/A | #N/A | #N/A | #N/A | #N/A | #N/A | #N/A | #N/A | #N/A | #N/A | #N/A | #N/A | #N/A | #N/A | #N/A | #N/A | #N/A | #N/A | #N/A | #N/A | #N/A | #N/A | #N/A | #N/A | #N/A | #N/A | #N/A | #N/A | #N/A | #N/A | #N/A | #N/A | #N/A | #N/A | #N/A | #N/A | #N/A | #N/A | #N/A | #N/A | #N/A | #N/A | #N/A | #N/A
2020 | #N/A | #N/A | #N/A | #N/A | #N/A | #N/A | #N/A | #N/A | #N/A | #N/A | #N/A | #N/A | #N/A | #N/A | #N/A | #N/A | #N/A | #N/A | #N/A | #N/A | #N/A | #N/A | #N/A | #N/A | #N/A | #N/A | #N/A | #N/A | #N/A | #N/A | #N/A | #N/A | #N/A | #N/A | #N/A | #N/A | #N/A | #N/A | #N/A | #N/A | #N/A | #N/A | #N/A | #N/A | #N/A | #N/A | #N/A | #N/A
2021 | #N/A | #N/A | #N/A | #N/A | #N/A | #N/A | #N/A | #N/A | #N/A | #N/A | #N/A | #N/A | #N/A | #N/A | #N/A | #N/A | #N/A | #N/A | #N/A | #N/A | #N/A | #N/A | #N/A | #N/A | #N/A | #N/A | #N/A | #N/A | #N/A | #N/A | #N/A | #N/A | #N/A | #N/A | #N/A | #N/A | #N/A | #N/A | #N/A | #N/A | #N/A | #N/A | #N/A | #N/A | #N/A | #N/A | #N/A | #N/A
2022 | #N/A | #N/A | #N/A | #N/A | #N/A | #N/A | #N/A | #N/A | #N/A | #N/A | #N/A | #N/A | #N/A | #N/A | #N/A | #N/A | #N/A | #N/A | #N/A | #N/A | #N/A | #N/A | #N/A | #N/A | #N/A | #N/A | #N/A | #N/A | #N/A | #N/A | #N/A | #N/A | #N/A | #N/A | #N/A | #N/A | #N/A | #N/A | #N/A | #N/A | #N/A | #N/A | #N/A | #N/A | #N/A | #N/A | #N/A | #N/A
2023 | #N/A | #N/A | #N/A | #N/A | #N/A | #N/A | #N/A | #N/A | #N/A | #N/A | #N/A | #N/A | #N/A | #N/A | #N/A | #N/A | #N/A | #N/A | #N/A | #N/A | #N/A | #N/A | #N/A | #N/A | #N/A | #N/A | #N/A | #N/A | #N/A | #N/A | #N/A | #N/A | #N/A | #N/A | #N/A | #N/A | #N/A | #N/A | #N/A | #N/A | #N/A | #N/A | #N/A | #N/A | #N/A | #N/A | #N/A | #N/A
2024 | #N/A | #N/A | #N/A | #N/A | #N/A | #N/A | #N/A | #N/A | #N/A | #N/A | #N/A | #N/A | #N/A | #N/A | #N/A | #N/A | #N/A | #N/A | #N/A | #N/A | #N/A | #N/A | #N/A | #N/A | #N/A | #N/A | #N/A | #N/A | #N/A | #N/A | #N/A | #N/A | #N/A | #N/A | #N/A | #N/A | #N/A | #N/A | #N/A | #N/A | #N/A | #N/A | #N/A | #N/A | #N/A | #N/A | #N/A | #N/A
2025 | #N/A | #N/A | #N/A | #N/A | #N/A | #N/A | #N/A | #N/A | #N/A | #N/A | #N/A | #N/A | #N/A | #N/A | #N/A | #N/A | #N/A | #N/A | #N/A | #N/A | #N/A | #N/A | #N/A | #N/A | #N/A | #N/A | #N/A | #N/A | #N/A | #N/A | #N/A | #N/A | #N/A | #N/A | #N/A | #N/A | #N/A | #N/A | #N/A | #N/A | #N/A | #N/A | #N/A | #N/A | #N/A | #N/A | #N/A | #N/A
ARTRM9.2 | 11 | 1.0909 | 1.0909 | 10.9 | 1.1009 | 1.1009 | 10.7 | 1.1215 | 1.1215 | 9.4 | 1.2766 | 1.2766 | 9.4 | 1.2766 | 1.2766 | 10 | 1.2 | 1.2 | 9.6 | 1.25 | 1.25 | 9.6 | 1.25 | 1.25 | 9.6 | 1.25 | 1.25 | 9.6 | 1.25 | 1.25 | 9.8 | 1.2245 | 1.2245 | 9.3 | 1.2903 | 1.2903 | 9.3 | 1.2903 | 1.2903 | 8.7 | 1.3793 | 1.3793 | 9.5 | 1.2632 | 1.2632 | 10.4 | 1.1538 | 1.1538 | IECC2018
CPS | 11 | 1.0909 | 1.0909 | 10.9 | 1.1009 | 1.1009 | 10.7 | 1.1215 | 1.1215 | 9.4 | 1.2766 | 1.2766 | 9 | 1.3333 | 1.3333 | 10 | 1.2 | 1.2 | 9.6 | 1.25 | 1.25 | 9.5 | 1.2632 | 1.2632 | 9.3 | 1.2903 | 1.2903 | 9.4 | 1.2766 | 1.2766 | 9.8 | 1.2245 | 1.2245 | 9.3 | 1.2903 | 1.2903 | 9.3 | 1.2903 | 1.2903 | 8.7 | 1.3793 | 1.3793 | 9.5 | 1.2632 | 1.2632 | 10.4 | 1.1538 | 1.1538 | IECC2018

## SPVAC (hidden)
Efficiency Levels for Single Package Vertical Air Conditioners & Heat Pumps
|  | DXAirCooledSinglePackageVerticalAirConditionerLessthan5.42tons |  |  | DXAirCooledSinglePackageVerticalAirConditioner5.42to11.25tons |  |  | DXAirCooledSinglePackageVerticalAirConditioner11.25to20tons |  |  | DXAirCooledSinglePackageVerticalHeatPumpCoolingLessthan5.42tons |  |  |  |  | DXAirCooledSinglePackageVerticalHeatPumpCooling5.42to11.25tons |  |  |  |  | DXAirCooledSinglePackageVerticalHeatPumpCooling11.25to20tons
Manuf. Year |  | SPVAC - Cooling Mode | [8 empty] | SPVHP - Cooling Mode | [14 empty] | Applicable Standard
|  | < 65,000 Btu/h | kW/ton |  | >=65,000, < 135,000 Btu/h | kW/ton |  | >= 135,000, < 240,000 Btu/h | kW/ton |  | < 65,000 Btu/h |  | kW/ton |  |  | >=65,000, < 135,000 Btu/h |  | kW/ton |  |  | >= 135,000, < 240,000 Btu/h |  | kW/ton
|  | EER | Full | Part | EER | Full | Part | EER | Full | Part | EER | COP | Full | Part | Heating | EER | COP | Full | Part | Heating | EER | COP | Full | Part | Heating
BASELINE EFFICIENCIES | 1997 | 11 | 1.0909 | 1.0909 | 10 | 1.2896 | 1.2896 | 8.6 | 1.2896 | 1.2896 | 8.6 | 2.7 | 1.318 | 1.318 | 2.81 | 8.6 | 2.7 | 1.318 | 1.318 | 2.81 | 8.6 | 2.7 | 1.318 | 1.318 | 2.81 | ASHRAE 90.1--1989
| 1998 | 11 | 1.0909 | 1.0909 | 10 | 1.2896 | 1.2896 | 8.6 | 1.2896 | 1.2896 | 8.6 | 2.7 | 1.318 | 1.318 | 2.81 | 8.6 | 2.7 | 1.318 | 1.318 | 2.81 | 8.6 | 2.7 | 1.318 | 1.318 | 2.81 | ASHRAE 90.1--1989
| 1999 | 11 | 1.0909 | 1.0909 | 10 | 1.2896 | 1.2896 | 8.6 | 1.2896 | 1.2896 | 8.6 | 2.7 | 1.318 | 1.318 | 2.81 | 8.6 | 2.7 | 1.318 | 1.318 | 2.81 | 8.6 | 2.7 | 1.318 | 1.318 | 2.81 | ASHRAE 90.1--1989
| 2000 | 11 | 1.0909 | 1.0909 | 10 | 1.2896 | 1.2896 | 8.6 | 1.2896 | 1.2896 | 8.6 | 2.7 | 1.318 | 1.318 | 2.81 | 8.6 | 2.7 | 1.318 | 1.318 | 2.81 | 8.6 | 2.7 | 1.318 | 1.318 | 2.81 | ASHRAE 90.1--1989
| 2001 | 11 | 1.0909 | 1.0909 | 10 | 1.2896 | 1.2896 | 8.6 | 1.2896 | 1.2896 | 8.6 | 2.7 | 1.318 | 1.318 | 2.81 | 8.6 | 2.7 | 1.318 | 1.318 | 2.81 | 8.6 | 2.7 | 1.318 | 1.318 | 2.81 | ASHRAE 90.1--1999
| 2002 | 11 | 1.0909 | 1.0909 | 10 | 1.2896 | 1.2896 | 8.6 | 1.2896 | 1.2896 | 8.6 | 2.7 | 1.318 | 1.318 | 2.81 | 8.6 | 2.7 | 1.318 | 1.318 | 2.81 | 8.6 | 2.7 | 1.318 | 1.318 | 2.81 | ASHRAE 90.1--1999
| 2003 | 11 | 1.0909 | 1.0909 | 10 | 1.2896 | 1.2896 | 8.6 | 1.2896 | 1.2896 | 8.6 | 2.7 | 1.318 | 1.318 | 2.81 | 8.6 | 2.7 | 1.318 | 1.318 | 2.81 | 8.6 | 2.7 | 1.318 | 1.318 | 2.81 | ASHRAE 90.1--1999
| 2004 | 11 | 1.0909 | 1.0909 | 10 | 1.2896 | 1.2896 | 8.6 | 1.2896 | 1.2896 | 8.6 | 2.7 | 1.318 | 1.318 | 2.81 | 8.6 | 2.7 | 1.318 | 1.318 | 2.81 | 8.6 | 2.7 | 1.318 | 1.318 | 2.81 | ASHRAE 90.1--1999 (as of 10/29/2001)
| 2005 | 11 | 1.0909 | 1.0909 | 10 | 1.2896 | 1.2896 | 8.6 | 1.2896 | 1.2896 | 8.6 | 2.7 | 1.318 | 1.318 | 2.81 | 8.6 | 2.7 | 1.318 | 1.318 | 2.81 | 8.6 | 2.7 | 1.318 | 1.318 | 2.81 | ASHRAE 90.1--1999 (as of 10/29/2001)
| 2006 | 11 | 1.0909 | 1.0909 | 10 | 1.2896 | 1.2896 | 8.6 | 1.2896 | 1.2896 | 8.6 | 2.7 | 1.318 | 1.318 | 2.81 | 8.6 | 2.7 | 1.318 | 1.318 | 2.81 | 8.6 | 2.7 | 1.318 | 1.318 | 2.81 | ASHRAE 90.1--2004
| 2007 | 11 | 1.0909 | 1.0909 | 10 | 1.2896 | 1.2896 | 8.6 | 1.2896 | 1.2896 | 8.6 | 2.7 | 1.318 | 1.318 | 2.81 | 8.6 | 2.7 | 1.318 | 1.318 | 2.81 | 8.6 | 2.7 | 1.318 | 1.318 | 2.81 | ASHRAE 90.1--2004
| 2008 | 11 | 1.0909 | 1.0909 | 10 | 1.2896 | 1.2896 | 8.6 | 1.2896 | 1.2896 | 8.6 | 2.7 | 1.318 | 1.318 | 2.81 | 8.6 | 2.7 | 1.318 | 1.318 | 2.81 | 8.6 | 2.7 | 1.318 | 1.318 | 2.81 | Federal Standard/ASHRAE 90.1--2004
| 2009 | 11 | 1.0909 | 1.0909 | 10 | 1.2896 | 1.2896 | 8.6 | 1.2896 | 1.2896 | 9 | 3 | 1.318 | 1.318 | 2.81 | 8.9 | 3 | 1.318 | 1.318 | 2.81 | 8.6 | 2.9 | 1.318 | 1.318 | 2.81 | Federal Standard/ASHRAE 90.1-2007
| 2010 | 11 | 1.0909 | 1.0909 | 10 | 1.2896 | 1.2896 | 8.6 | 1.2896 | 1.2896 | 9 | 3 | 1.318 | 1.318 | 2.81 | 8.9 | 3 | 1.318 | 1.318 | 2.81 | 8.6 | 2.9 | 1.318 | 1.318 | 2.81 | Federal Standard/ASHRAE 90.1-2007
| 2011 | 11 | 1.0909 | 1.0909 | 10 | 1.2896 | 1.2896 | 8.6 | 1.2896 | 1.2896 | 9 | 3 | 1.318 | 1.318 | 2.81 | 8.9 | 3 | 1.318 | 1.318 | 2.81 | 8.6 | 2.9 | 1.318 | 1.318 | 2.81 | Federal Standard/ASHRAE 90.1-2007
| 2012 | 11 | 1.0909 | 1.0909 | 10 | 1.2896 | 1.2896 | 8.6 | 1.2896 | 1.2896 | 9 | 3 | 1.318 | 1.318 | 2.81 | 8.9 | 3 | 1.318 | 1.318 | 2.81 | 8.6 | 2.9 | 1.318 | 1.318 | 2.81 | Federal Standard/ASHRAE 90.1-2007 (as of 1/1/2010)
| 2013 | 11 | 1.0909 | 1.0909 | 10 | 1.2896 | 1.2896 | 8.6 | 1.2896 | 1.2896 | 9 | 3 | 1.318 | 1.318 | 2.81 | 8.9 | 3 | 1.318 | 1.318 | 2.81 | 8.6 | 2.9 | 1.318 | 1.318 | 2.81 | Federal Standard/ASHRAE 90.1-2007 (as of 1/1/2010)
| 2014 | 11 | 1.0909 | 1.0909 | 10 | 1.2896 | 1.2896 | 8.6 | 1.2896 | 1.2896 | 9 | 3 | 1.318 | 1.318 | 2.81 | 8.9 | 3 | 1.318 | 1.318 | 2.81 | 8.6 | 2.9 | 1.318 | 1.318 | 2.81 | Federal Standard/ASHRAE 90.1-2007 (as of 1/1/2010)
| 2015 | 11 | 1.0909 | 1.0909 | 10 | 1.2896 | 1.2896 | 8.6 | 1.2896 | 1.2896 | 9 | 3 | 1.318 | 1.318 | 2.81 | 8.9 | 3 | 1.318 | 1.318 | 2.81 | 8.6 | 2.9 | 1.318 | 1.318 | 2.81
| 2016 | 11 | 1.0909 | 1.0909 | 10 | 1.2896 | 1.2896 | 8.6 | 1.2896 | 1.2896 | 9 | 3 | 1.318 | 1.318 | 2.81 | 8.9 | 3 | 1.318 | 1.318 | 2.81 | 8.6 | 2.9 | 1.318 | 1.318 | 2.81
| 2017 | 11 | 1.0909 | 1.0909 | 10 | 1.2896 | 1.2896 | 8.6 | 1.2896 | 1.2896 | 9 | 3 | 1.318 | 1.318 | 2.81 | 8.9 | 3 | 1.318 | 1.318 | 2.81 | 8.6 | 2.9 | 1.318 | 1.318 | 2.81
| 2018 | 11 | 1.0909 | 1.0909 | 10 | 1.2896 | 1.2896 | 8.6 | 1.2896 | 1.2896 | 9 | 3 | 1.318 | 1.318 | 2.81 | 8.9 | 3 | 1.318 | 1.318 | 2.81 | 8.6 | 2.9 | 1.318 | 1.318 | 2.81
| 2019 | 11 | 1.0909 | 1.0909 | 10 | 1.2896 | 1.2896 | 8.6 | 1.2896 | 1.2896 | 9 | 3 | 1.318 | 1.318 | 2.81 | 8.9 | 3 | 1.318 | 1.318 | 2.81 | 8.6 | 2.9 | 1.318 | 1.318 | 2.81
| 2020 | 11 | 1.0909 | 1.0909 | 10 | 1.2896 | 1.2896 | 8.6 | 1.2896 | 1.2896 | 9 | 3 | 1.318 | 1.318 | 2.81 | 8.9 | 3 | 1.318 | 1.318 | 2.81 | 8.6 | 2.9 | 1.318 | 1.318 | 2.81
| 2021 | 11 | 1.0909 | 1.0909 | 10 | 1.2896 | 1.2896 | 8.6 | 1.2896 | 1.2896 | 9 | 3 | 1.318 | 1.318 | 2.81 | 8.9 | 3 | 1.318 | 1.318 | 2.81 | 8.6 | 2.9 | 1.318 | 1.318 | 2.81
| 2022 | 11 | 1.0909 | 1.0909 | 10 | 1.2896 | 1.2896 | 8.6 | 1.2896 | 1.2896 | 9 | 3 | 1.318 | 1.318 | 2.81 | 8.9 | 3 | 1.318 | 1.318 | 2.81 | 8.6 | 2.9 | 1.318 | 1.318 | 2.81
| 2023 | 11 | 1.0909 | 1.0909 | 10 | 1.2896 | 1.2896 | 8.6 | 1.2896 | 1.2896 | 9 | 3 | 1.318 | 1.318 | 2.81 | 8.9 | 3 | 1.318 | 1.318 | 2.81 | 8.6 | 2.9 | 1.318 | 1.318 | 2.81
| 2024 | 11 | 1.0909 | 1.0909 | 10 | 1.2896 | 1.2896 | 8.6 | 1.2896 | 1.2896 | 9 | 3 | 1.318 | 1.318 | 2.81 | 8.9 | 3 | 1.318 | 1.318 | 2.81 | 8.6 | 2.9 | 1.318 | 1.318 | 2.81
| 2025 | 11 | 1.0909 | 1.0909 | 10 | 1.2896 | 1.2896 | 8.6 | 1.2896 | 1.2896 | 9 | 3 | 1.318 | 1.318 | 2.81 | 8.9 | 3 | 1.318 | 1.318 | 2.81 | 8.6 | 2.9 | 1.318 | 1.318 | 2.81
| ARTRM9.2 | 9 | 1.3333 | 1.3333 | 10 | 1.2 | 1.2 | 8.6 | 1.3953 | 1.3953 | 9 | 3 | 1.3333 | 1.3333 | 1.1723 | 8.9 | 3 | 1.3483 | 1.3483 | 1.1723 | 8.6 | 2.9 | 1.3953 | 1.3953 | 1.2128 | Federal Standard/ASHRAE 90.1-2007 (as of 1/1/2010)
| CPS | 11 | 1.0909 | 1.0909 | 10 | 1.2896 | 1.2896 | 8.6 | 1.29 | 1.29 | 9 | 3 | 1.318 | 1.318 | 2.81 | 8.9 | 3 | 1.318 | 1.318 | 2.81 | 8.6 | 2.9 | 1.318 | 1.318 | 2.81 | ASHRAE 90.1--2010
* EER - 95db/75wb outdoor air
** COP - 47db/43wb outdoor air

## Geothermal (hidden)
| GeothermalAirConditioner |  |  |  | GeothermalAirConditioner |  |  |  | GeothermalAirConditioner |  |  |  | GeothermalAirConditioner |  |  |  | GeothermalAirConditioner |  |  |  | GeothermalAirConditioner |  |  |  | GeothermalAirConditioner |  |  |  | GeothermalAirConditioner |  |  |  | GeothermalAirConditioner |  |  |  | GeothermalAirConditioner |  |  |  | GeothermalAirConditioner |  |  |  | GeothermalAirConditioner |  |  |  | GeothermalAirConditioner |  |  |  | GeothermalAirConditioner |  |  |  | GeothermalAirConditioner |  |  |  | GeothermalAirConditioner |  |  |  | GeothermalAirConditioner |  |  |  | GeothermalAirConditioner |  |  |  | GeothermalAirConditioner |  |  |  | GeothermalAirConditioner |  |  |  |  | GeothermalHeatPump | [5 empty] | GeothermalHeatPump | [5 empty] | GeothermalHeatPump | [5 empty] | GeothermalHeatPump | [5 empty] | GeothermalHeatPump | [5 empty] | GeothermalHeatPump | [5 empty] | GeothermalHeatPump | [5 empty] | GeothermalHeatPump | [5 empty] | GeothermalHeatPump | [5 empty] | GeothermalHeatPump | [5 empty] | GeothermalHeatPump | [5 empty] | GeothermalHeatPump | [5 empty] | GeothermalHeatPump
| WaterCooled |  |  |  | WaterCooled |  |  |  | WaterCooled |  |  |  | WaterCooled |  |  |  | WaterCooled |  |  |  | WaterCooled |  |  |  | WaterCooled |  |  |  | WaterCooled |  |  |  | WaterCooled |  |  |  | WaterCooled |  |  |  | EvaporativelyCooled |  |  |  | EvaporativelyCooled |  |  |  | EvaporativelyCooled |  |  |  | EvaporativelyCooled |  |  |  | EvaporativelyCooled |  |  |  | EvaporativelyCooled |  |  |  | EvaporativelyCooled |  |  |  | EvaporativelyCooled |  |  |  | EvaporativelyCooled |  |  |  | EvaporativelyCooled |  |  |  |  | WatertoAirWaterLoop | [5 empty] | WatertoAirWaterLoop | [5 empty] | WatertoAirWaterLoop | [5 empty] | WatertoAirGroundWater | [5 empty] | WatertoAirGroundWater | [5 empty] | BrinetoAirGroundLoop | [5 empty] | BrinetoAirGroundLoop | [5 empty] | WatertoWaterWaterLoop | [5 empty] | WatertoWaterWaterLoop | [5 empty] | WatertoWaterGroundWater | [5 empty] | WatertoWaterGroundWater | [5 empty] | BrinetoWaterGroundLoop | [5 empty] | BrinetoWaterGroundLoop
| ElecResorNone |  |  |  | Other |  |  |  | ElecResorNone |  |  |  | Other |  |  |  | ElecResorNone |  |  |  | Other |  |  |  | ElecResorNone |  |  |  | Other |  |  |  | ElecResorNone |  |  |  | Other |  |  |  | ElecResorNone |  |  |  | Other |  |  |  | ElecResorNone |  |  |  | Other |  |  |  | ElecResorNone |  |  |  | Other |  |  |  | ElecResorNone |  |  |  | Other |  |  |  | ElecResorNone |  |  |  | Other
| Lessthan65kbtuh |  |  |  | Lessthan65kbtuh |  |  |  | 65to135kbtuh |  |  |  | 65to135kbtuh |  |  |  | 135to240kbtuh |  |  |  | 135to240kbtuh |  |  |  | 240to760kbtuh |  |  |  | 240to760kbtuh |  |  |  | Greaterthan760kbtuh |  |  |  | Greaterthan760kbtuh |  |  |  | Lessthan65kbtuh |  |  |  | Lessthan65kbtuh |  |  |  | 65to135kbtuh |  |  |  | 65to135kbtuh |  |  |  | 135to240kbtuh |  |  |  | 135to240kbtuh |  |  |  | 240to760kbtuh |  |  |  | 240to760kbtuh |  |  |  | Greaterthan760kbtuh |  |  |  | Greaterthan760kbtuh |  |  |  |  | Lessthan17kbtuh | [5 empty] | 17to65kbtuh | [5 empty] | 65to135kbtuh | [5 empty] | Lessthan65kbtuh | [5 empty] | 65to135kbtuh | [5 empty] | Lessthan65kbtuh | [5 empty] | 65to135kbtuh | [5 empty] | Lessthan65kbtuh | [5 empty] | 65to135kbtuh | [5 empty] | Lessthan65kbtuh | [5 empty] | 65to135kbtuh | [5 empty] | Lessthan65kbtuh | [5 empty] | 65to135kbtuh
| GeothermalAirConditionerWaterCooledElecResorNoneLessthan65kbtuh |  |  |  | GeothermalAirConditionerWaterCooledOtherLessthan65kbtuh |  |  |  | GeothermalAirConditionerWaterCooledElecResorNone65to135kbtuh |  |  |  | GeothermalAirConditionerWaterCooledOther65to135kbtuh |  |  |  | GeothermalAirConditionerWaterCooledElecResorNone135to240kbtuh |  |  |  | GeothermalAirConditionerWaterCooledOther135to240kbtuh |  |  |  | GeothermalAirConditionerWaterCooledElecResorNone240to760kbtuh |  |  |  | GeothermalAirConditionerWaterCooledOther240to760kbtuh |  |  |  | GeothermalAirConditionerWaterCooledElecResorNoneGreaterthan760kbtuh |  |  |  | GeothermalAirConditionerWaterCooledOtherGreaterthan760kbtuh |  |  |  | GeothermalAirConditionerEvaporativelyCooledElecResorNoneLessthan65kbtuh |  |  |  | GeothermalAirConditionerEvaporativelyCooledOtherLessthan65kbtuh |  |  |  | GeothermalAirConditionerEvaporativelyCooledElecResorNone65to135kbtuh |  |  |  | GeothermalAirConditionerEvaporativelyCooledOther65to135kbtuh |  |  |  | GeothermalAirConditionerEvaporativelyCooledElecResorNone135to240kbtuh |  |  |  | GeothermalAirConditionerEvaporativelyCooledOther135to240kbtuh |  |  |  | GeothermalAirConditionerEvaporativelyCooledElecResorNone240to760kbtuh |  |  |  | GeothermalAirConditionerEvaporativelyCooledOther240to760kbtuh |  |  |  | GeothermalAirConditionerEvaporativelyCooledElecResorNoneGreaterthan760kbtuh |  |  |  | GeothermalAirConditionerEvaporativelyCooledOtherGreaterthan760kbtuh |  |  |  |  | GeothermalHeatPumpWatertoAirWaterLoopLessthan17kbtuh | [5 empty] | GeothermalHeatPumpWatertoAirWaterLoop17to65kbtuh | [5 empty] | GeothermalHeatPumpWatertoAirWaterLoop65to135kbtuh | [5 empty] | GeothermalHeatPumpWatertoAirGroundWaterLessthan65kbtuh | [5 empty] | GeothermalHeatPumpWatertoAirGroundWater65to135kbtuh | [5 empty] | GeothermalHeatPumpBrinetoAirGroundLoopLessthan65kbtuh | [5 empty] | GeothermalHeatPumpBrinetoAirGroundLoop65to135kbtuh | [5 empty] | GeothermalHeatPumpWatertoWaterWaterLoopLessthan65kbtuh | [5 empty] | GeothermalHeatPumpWatertoWaterWaterLoop65to135kbtuh | [5 empty] | GeothermalHeatPumpWatertoWaterGroundWaterLessthan65kbtuh | [5 empty] | GeothermalHeatPumpWatertoWaterGroundWater65to135kbtuh | [5 empty] | GeothermalHeatPumpBrinetoWaterGroundLoopLessthan65kbtuh | [5 empty] | GeothermalHeatPumpBrinetoWaterGroundLoop65to135kbtuh
Manuf. Year | EER | SEER | Full Load | Part Load | EER | SEER | Full Load | Part Load | EER | IEER | Full Load | Part Load | EER | IEER | Full Load | Part Load | EER | SEER | Full Load | Part Load | EER | SEER | Full Load | Part Load | EER | IEER | Full Load | Part Load | EER | IEER | Full Load | Part Load | EER | IEER | Full Load | Part Load | EER | IEER | Full Load | Part Load | EER | SEER | Full Load | Part Load | EER | SEER | Full Load | Part Load | EER | IEER | Full Load | Part Load | EER | IEER | Full Load | Part Load | EER | SEER | Full Load | Part Load | EER | SEER | Full Load | Part Load | EER | IEER | Full Load | Part Load | EER | IEER | Full Load | Part Load | EER | IEER | Full Load | Part Load | EER | IEER | Full Load | Part Load |  | EER | IEER | COP | Full Load | Part-:Load | Heating | EER | IEER | COP | Full Load | Part-:Load | Heating | EER | IEER | COP | Full Load | Part-:Load | Heating | EER | IEER | COP | Full Load | Part-:Load | Heating | EER | IEER | COP | Full Load | Part-:Load | Heating | EER | IEER | COP | Full Load | Part-:Load | Heating | EER | IEER | COP | Full Load | Part-:Load | Heating | EER | IEER | COP | Full Load | Part-:Load | Heating | EER | IEER | COP | Full Load | Part-:Load | Heating | EER | IEER | COP | Full Load | Part-:Load | Heating | EER | IEER | COP | Full Load | Part-:Load | Heating | EER | IEER | COP | Full Load | Part-:Load | Heating | EER | IEER | COP | Full Load | Part-:Load | Heating
1997 | 12.1 | 12.3 | 0.99174 | 0.97561 | 12.1 | 12.3 | 0.99174 | 0.97561 | 12.1 | 13.9 | 0.99174 | 0.86331 | 11.9 | 13.7 | 1.0084 | 0.87591 | 12.5 | 13.9 | 0.96 | 0.86331 | 12.3 | 13.7 | 0.97561 | 0.87591 | 12.4 | 13.6 | 0.96774 | 0.88235 | 12.2 | 13.4 | 0.98361 | 0.89552 | 12.2 | 13.5 | 0.98361 | 0.88889 | 12 | 13.3 | 1 | 0.90226 | 12.1 | 12.3 | 0.99174 | 0.97561 | 12.1 | 12.3 | 0.99174 | 0.97561 | 12.1 | 12.3 | 0.99174 | 0.97561 | 11.9 | 12.1 | 1.0084 | 0.99174 | 12 | 12.2 | 1 | 0.98361 | 11.8 | 12 | 1.0169 | 1 | 11.9 | 12.1 | 1.0084 | 0.99174 | 11.7 | 11.9 | 1.0256 | 1.0084 | 11.7 | 11.9 | 1.0256 | 1.0084 | 11.5 | 11.7 | 1.0435 | 1.0256 |  | 12.2 | 12.2 | 4.3 | 0.98361 | 0.98361 | 0.81791 | 13 | 13 | 4.3 | 0.92308 | 0.92308 | 0.81791 | 13 | 13 | 4.3 | 0.92308 | 0.92308 | 0.81791 | 18 | 18 | 3.7 | 0.66667 | 0.66667 | 0.95054 | 18 | 18 | 3.7 | 0.66667 | 0.66667 | 0.95054 | 14.1 | 14.1 | 3.2 | 0.85106 | 0.85106 | 1.0991 | 14.1 | 14.1 | 3.2 | 0.85106 | 0.85106 | 1.0991 | 10.6 | 10.6 | 3.7 | 1.1321 | 1.1321 | 0.95054 | 10.6 | 10.6 | 3.7 | 1.1321 | 1.1321 | 0.95054 | 16.3 | 16.3 | 3.1 | 0.7362 | 0.7362 | 1.1345 | 16.3 | 16.3 | 3.1 | 0.7362 | 0.7362 | 1.1345 | 12.1 | 12.1 | 2.5 | 0.99174 | 0.99174 | 1.4068 | 12.1 | 12.1 | 2.5 | 0.99174 | 0.99174 | 1.4068
1998 | 12.1 | 12.3 | 0.99174 | 0.97561 | 12.1 | 12.3 | 0.99174 | 0.97561 | 12.1 | 13.9 | 0.99174 | 0.86331 | 11.9 | 13.7 | 1.0084 | 0.87591 | 12.5 | 13.9 | 0.96 | 0.86331 | 12.3 | 13.7 | 0.97561 | 0.87591 | 12.4 | 13.6 | 0.96774 | 0.88235 | 12.2 | 13.4 | 0.98361 | 0.89552 | 12.2 | 13.5 | 0.98361 | 0.88889 | 12 | 13.3 | 1 | 0.90226 | 12.1 | 12.3 | 0.99174 | 0.97561 | 12.1 | 12.3 | 0.99174 | 0.97561 | 12.1 | 12.3 | 0.99174 | 0.97561 | 11.9 | 12.1 | 1.0084 | 0.99174 | 12 | 12.2 | 1 | 0.98361 | 11.8 | 12 | 1.0169 | 1 | 11.9 | 12.1 | 1.0084 | 0.99174 | 11.7 | 11.9 | 1.0256 | 1.0084 | 11.7 | 11.9 | 1.0256 | 1.0084 | 11.5 | 11.7 | 1.0435 | 1.0256 |  | 12.2 | 12.2 | 4.3 | 0.98361 | 0.98361 | 0.81791 | 13 | 13 | 4.3 | 0.92308 | 0.92308 | 0.81791 | 13 | 13 | 4.3 | 0.92308 | 0.92308 | 0.81791 | 18 | 18 | 3.7 | 0.66667 | 0.66667 | 0.95054 | 18 | 18 | 3.7 | 0.66667 | 0.66667 | 0.95054 | 14.1 | 14.1 | 3.2 | 0.85106 | 0.85106 | 1.0991 | 14.1 | 14.1 | 3.2 | 0.85106 | 0.85106 | 1.0991 | 10.6 | 10.6 | 3.7 | 1.1321 | 1.1321 | 0.95054 | 10.6 | 10.6 | 3.7 | 1.1321 | 1.1321 | 0.95054 | 16.3 | 16.3 | 3.1 | 0.7362 | 0.7362 | 1.1345 | 16.3 | 16.3 | 3.1 | 0.7362 | 0.7362 | 1.1345 | 12.1 | 12.1 | 2.5 | 0.99174 | 0.99174 | 1.4068 | 12.1 | 12.1 | 2.5 | 0.99174 | 0.99174 | 1.4068
1999 | 12.1 | 12.3 | 0.99174 | 0.97561 | 12.1 | 12.3 | 0.99174 | 0.97561 | 12.1 | 13.9 | 0.99174 | 0.86331 | 11.9 | 13.7 | 1.0084 | 0.87591 | 12.5 | 13.9 | 0.96 | 0.86331 | 12.3 | 13.7 | 0.97561 | 0.87591 | 12.4 | 13.6 | 0.96774 | 0.88235 | 12.2 | 13.4 | 0.98361 | 0.89552 | 12.2 | 13.5 | 0.98361 | 0.88889 | 12 | 13.3 | 1 | 0.90226 | 12.1 | 12.3 | 0.99174 | 0.97561 | 12.1 | 12.3 | 0.99174 | 0.97561 | 12.1 | 12.3 | 0.99174 | 0.97561 | 11.9 | 12.1 | 1.0084 | 0.99174 | 12 | 12.2 | 1 | 0.98361 | 11.8 | 12 | 1.0169 | 1 | 11.9 | 12.1 | 1.0084 | 0.99174 | 11.7 | 11.9 | 1.0256 | 1.0084 | 11.7 | 11.9 | 1.0256 | 1.0084 | 11.5 | 11.7 | 1.0435 | 1.0256 |  | 12.2 | 12.2 | 4.3 | 0.98361 | 0.98361 | 0.81791 | 13 | 13 | 4.3 | 0.92308 | 0.92308 | 0.81791 | 13 | 13 | 4.3 | 0.92308 | 0.92308 | 0.81791 | 18 | 18 | 3.7 | 0.66667 | 0.66667 | 0.95054 | 18 | 18 | 3.7 | 0.66667 | 0.66667 | 0.95054 | 14.1 | 14.1 | 3.2 | 0.85106 | 0.85106 | 1.0991 | 14.1 | 14.1 | 3.2 | 0.85106 | 0.85106 | 1.0991 | 10.6 | 10.6 | 3.7 | 1.1321 | 1.1321 | 0.95054 | 10.6 | 10.6 | 3.7 | 1.1321 | 1.1321 | 0.95054 | 16.3 | 16.3 | 3.1 | 0.7362 | 0.7362 | 1.1345 | 16.3 | 16.3 | 3.1 | 0.7362 | 0.7362 | 1.1345 | 12.1 | 12.1 | 2.5 | 0.99174 | 0.99174 | 1.4068 | 12.1 | 12.1 | 2.5 | 0.99174 | 0.99174 | 1.4068
2000 | 12.1 | 12.3 | 0.99174 | 0.97561 | 12.1 | 12.3 | 0.99174 | 0.97561 | 12.1 | 13.9 | 0.99174 | 0.86331 | 11.9 | 13.7 | 1.0084 | 0.87591 | 12.5 | 13.9 | 0.96 | 0.86331 | 12.3 | 13.7 | 0.97561 | 0.87591 | 12.4 | 13.6 | 0.96774 | 0.88235 | 12.2 | 13.4 | 0.98361 | 0.89552 | 12.2 | 13.5 | 0.98361 | 0.88889 | 12 | 13.3 | 1 | 0.90226 | 12.1 | 12.3 | 0.99174 | 0.97561 | 12.1 | 12.3 | 0.99174 | 0.97561 | 12.1 | 12.3 | 0.99174 | 0.97561 | 11.9 | 12.1 | 1.0084 | 0.99174 | 12 | 12.2 | 1 | 0.98361 | 11.8 | 12 | 1.0169 | 1 | 11.9 | 12.1 | 1.0084 | 0.99174 | 11.7 | 11.9 | 1.0256 | 1.0084 | 11.7 | 11.9 | 1.0256 | 1.0084 | 11.5 | 11.7 | 1.0435 | 1.0256 |  | 12.2 | 12.2 | 4.3 | 0.98361 | 0.98361 | 0.81791 | 13 | 13 | 4.3 | 0.92308 | 0.92308 | 0.81791 | 13 | 13 | 4.3 | 0.92308 | 0.92308 | 0.81791 | 18 | 18 | 3.7 | 0.66667 | 0.66667 | 0.95054 | 18 | 18 | 3.7 | 0.66667 | 0.66667 | 0.95054 | 14.1 | 14.1 | 3.2 | 0.85106 | 0.85106 | 1.0991 | 14.1 | 14.1 | 3.2 | 0.85106 | 0.85106 | 1.0991 | 10.6 | 10.6 | 3.7 | 1.1321 | 1.1321 | 0.95054 | 10.6 | 10.6 | 3.7 | 1.1321 | 1.1321 | 0.95054 | 16.3 | 16.3 | 3.1 | 0.7362 | 0.7362 | 1.1345 | 16.3 | 16.3 | 3.1 | 0.7362 | 0.7362 | 1.1345 | 12.1 | 12.1 | 2.5 | 0.99174 | 0.99174 | 1.4068 | 12.1 | 12.1 | 2.5 | 0.99174 | 0.99174 | 1.4068
2001 | 12.1 | 12.3 | 0.99174 | 0.97561 | 12.1 | 12.3 | 0.99174 | 0.97561 | 12.1 | 13.9 | 0.99174 | 0.86331 | 11.9 | 13.7 | 1.0084 | 0.87591 | 12.5 | 13.9 | 0.96 | 0.86331 | 12.3 | 13.7 | 0.97561 | 0.87591 | 12.4 | 13.6 | 0.96774 | 0.88235 | 12.2 | 13.4 | 0.98361 | 0.89552 | 12.2 | 13.5 | 0.98361 | 0.88889 | 12 | 13.3 | 1 | 0.90226 | 12.1 | 12.3 | 0.99174 | 0.97561 | 12.1 | 12.3 | 0.99174 | 0.97561 | 12.1 | 12.3 | 0.99174 | 0.97561 | 11.9 | 12.1 | 1.0084 | 0.99174 | 12 | 12.2 | 1 | 0.98361 | 11.8 | 12 | 1.0169 | 1 | 11.9 | 12.1 | 1.0084 | 0.99174 | 11.7 | 11.9 | 1.0256 | 1.0084 | 11.7 | 11.9 | 1.0256 | 1.0084 | 11.5 | 11.7 | 1.0435 | 1.0256 |  | 12.2 | 12.2 | 4.3 | 0.98361 | 0.98361 | 0.81791 | 13 | 13 | 4.3 | 0.92308 | 0.92308 | 0.81791 | 13 | 13 | 4.3 | 0.92308 | 0.92308 | 0.81791 | 18 | 18 | 3.7 | 0.66667 | 0.66667 | 0.95054 | 18 | 18 | 3.7 | 0.66667 | 0.66667 | 0.95054 | 14.1 | 14.1 | 3.2 | 0.85106 | 0.85106 | 1.0991 | 14.1 | 14.1 | 3.2 | 0.85106 | 0.85106 | 1.0991 | 10.6 | 10.6 | 3.7 | 1.1321 | 1.1321 | 0.95054 | 10.6 | 10.6 | 3.7 | 1.1321 | 1.1321 | 0.95054 | 16.3 | 16.3 | 3.1 | 0.7362 | 0.7362 | 1.1345 | 16.3 | 16.3 | 3.1 | 0.7362 | 0.7362 | 1.1345 | 12.1 | 12.1 | 2.5 | 0.99174 | 0.99174 | 1.4068 | 12.1 | 12.1 | 2.5 | 0.99174 | 0.99174 | 1.4068
2002 | 12.1 | 12.3 | 0.99174 | 0.97561 | 12.1 | 12.3 | 0.99174 | 0.97561 | 12.1 | 13.9 | 0.99174 | 0.86331 | 11.9 | 13.7 | 1.0084 | 0.87591 | 12.5 | 13.9 | 0.96 | 0.86331 | 12.3 | 13.7 | 0.97561 | 0.87591 | 12.4 | 13.6 | 0.96774 | 0.88235 | 12.2 | 13.4 | 0.98361 | 0.89552 | 12.2 | 13.5 | 0.98361 | 0.88889 | 12 | 13.3 | 1 | 0.90226 | 12.1 | 12.3 | 0.99174 | 0.97561 | 12.1 | 12.3 | 0.99174 | 0.97561 | 12.1 | 12.3 | 0.99174 | 0.97561 | 11.9 | 12.1 | 1.0084 | 0.99174 | 12 | 12.2 | 1 | 0.98361 | 11.8 | 12 | 1.0169 | 1 | 11.9 | 12.1 | 1.0084 | 0.99174 | 11.7 | 11.9 | 1.0256 | 1.0084 | 11.7 | 11.9 | 1.0256 | 1.0084 | 11.5 | 11.7 | 1.0435 | 1.0256 |  | 12.2 | 12.2 | 4.3 | 0.98361 | 0.98361 | 0.81791 | 13 | 13 | 4.3 | 0.92308 | 0.92308 | 0.81791 | 13 | 13 | 4.3 | 0.92308 | 0.92308 | 0.81791 | 18 | 18 | 3.7 | 0.66667 | 0.66667 | 0.95054 | 18 | 18 | 3.7 | 0.66667 | 0.66667 | 0.95054 | 14.1 | 14.1 | 3.2 | 0.85106 | 0.85106 | 1.0991 | 14.1 | 14.1 | 3.2 | 0.85106 | 0.85106 | 1.0991 | 10.6 | 10.6 | 3.7 | 1.1321 | 1.1321 | 0.95054 | 10.6 | 10.6 | 3.7 | 1.1321 | 1.1321 | 0.95054 | 16.3 | 16.3 | 3.1 | 0.7362 | 0.7362 | 1.1345 | 16.3 | 16.3 | 3.1 | 0.7362 | 0.7362 | 1.1345 | 12.1 | 12.1 | 2.5 | 0.99174 | 0.99174 | 1.4068 | 12.1 | 12.1 | 2.5 | 0.99174 | 0.99174 | 1.4068
2003 | 12.1 | 12.3 | 0.99174 | 0.97561 | 12.1 | 12.3 | 0.99174 | 0.97561 | 12.1 | 13.9 | 0.99174 | 0.86331 | 11.9 | 13.7 | 1.0084 | 0.87591 | 12.5 | 13.9 | 0.96 | 0.86331 | 12.3 | 13.7 | 0.97561 | 0.87591 | 12.4 | 13.6 | 0.96774 | 0.88235 | 12.2 | 13.4 | 0.98361 | 0.89552 | 12.2 | 13.5 | 0.98361 | 0.88889 | 12 | 13.3 | 1 | 0.90226 | 12.1 | 12.3 | 0.99174 | 0.97561 | 12.1 | 12.3 | 0.99174 | 0.97561 | 12.1 | 12.3 | 0.99174 | 0.97561 | 11.9 | 12.1 | 1.0084 | 0.99174 | 12 | 12.2 | 1 | 0.98361 | 11.8 | 12 | 1.0169 | 1 | 11.9 | 12.1 | 1.0084 | 0.99174 | 11.7 | 11.9 | 1.0256 | 1.0084 | 11.7 | 11.9 | 1.0256 | 1.0084 | 11.5 | 11.7 | 1.0435 | 1.0256 |  | 12.2 | 12.2 | 4.3 | 0.98361 | 0.98361 | 0.81791 | 13 | 13 | 4.3 | 0.92308 | 0.92308 | 0.81791 | 13 | 13 | 4.3 | 0.92308 | 0.92308 | 0.81791 | 18 | 18 | 3.7 | 0.66667 | 0.66667 | 0.95054 | 18 | 18 | 3.7 | 0.66667 | 0.66667 | 0.95054 | 14.1 | 14.1 | 3.2 | 0.85106 | 0.85106 | 1.0991 | 14.1 | 14.1 | 3.2 | 0.85106 | 0.85106 | 1.0991 | 10.6 | 10.6 | 3.7 | 1.1321 | 1.1321 | 0.95054 | 10.6 | 10.6 | 3.7 | 1.1321 | 1.1321 | 0.95054 | 16.3 | 16.3 | 3.1 | 0.7362 | 0.7362 | 1.1345 | 16.3 | 16.3 | 3.1 | 0.7362 | 0.7362 | 1.1345 | 12.1 | 12.1 | 2.5 | 0.99174 | 0.99174 | 1.4068 | 12.1 | 12.1 | 2.5 | 0.99174 | 0.99174 | 1.4068
2004 | 12.1 | 12.3 | 0.99174 | 0.97561 | 12.1 | 12.3 | 0.99174 | 0.97561 | 12.1 | 13.9 | 0.99174 | 0.86331 | 11.9 | 13.7 | 1.0084 | 0.87591 | 12.5 | 13.9 | 0.96 | 0.86331 | 12.3 | 13.7 | 0.97561 | 0.87591 | 12.4 | 13.6 | 0.96774 | 0.88235 | 12.2 | 13.4 | 0.98361 | 0.89552 | 12.2 | 13.5 | 0.98361 | 0.88889 | 12 | 13.3 | 1 | 0.90226 | 12.1 | 12.3 | 0.99174 | 0.97561 | 12.1 | 12.3 | 0.99174 | 0.97561 | 12.1 | 12.3 | 0.99174 | 0.97561 | 11.9 | 12.1 | 1.0084 | 0.99174 | 12 | 12.2 | 1 | 0.98361 | 11.8 | 12 | 1.0169 | 1 | 11.9 | 12.1 | 1.0084 | 0.99174 | 11.7 | 11.9 | 1.0256 | 1.0084 | 11.7 | 11.9 | 1.0256 | 1.0084 | 11.5 | 11.7 | 1.0435 | 1.0256 |  | 12.2 | 12.2 | 4.3 | 0.98361 | 0.98361 | 0.81791 | 13 | 13 | 4.3 | 0.92308 | 0.92308 | 0.81791 | 13 | 13 | 4.3 | 0.92308 | 0.92308 | 0.81791 | 18 | 18 | 3.7 | 0.66667 | 0.66667 | 0.95054 | 18 | 18 | 3.7 | 0.66667 | 0.66667 | 0.95054 | 14.1 | 14.1 | 3.2 | 0.85106 | 0.85106 | 1.0991 | 14.1 | 14.1 | 3.2 | 0.85106 | 0.85106 | 1.0991 | 10.6 | 10.6 | 3.7 | 1.1321 | 1.1321 | 0.95054 | 10.6 | 10.6 | 3.7 | 1.1321 | 1.1321 | 0.95054 | 16.3 | 16.3 | 3.1 | 0.7362 | 0.7362 | 1.1345 | 16.3 | 16.3 | 3.1 | 0.7362 | 0.7362 | 1.1345 | 12.1 | 12.1 | 2.5 | 0.99174 | 0.99174 | 1.4068 | 12.1 | 12.1 | 2.5 | 0.99174 | 0.99174 | 1.4068
2005 | 12.1 | 12.3 | 0.99174 | 0.97561 | 12.1 | 12.3 | 0.99174 | 0.97561 | 12.1 | 13.9 | 0.99174 | 0.86331 | 11.9 | 13.7 | 1.0084 | 0.87591 | 12.5 | 13.9 | 0.96 | 0.86331 | 12.3 | 13.7 | 0.97561 | 0.87591 | 12.4 | 13.6 | 0.96774 | 0.88235 | 12.2 | 13.4 | 0.98361 | 0.89552 | 12.2 | 13.5 | 0.98361 | 0.88889 | 12 | 13.3 | 1 | 0.90226 | 12.1 | 12.3 | 0.99174 | 0.97561 | 12.1 | 12.3 | 0.99174 | 0.97561 | 12.1 | 12.3 | 0.99174 | 0.97561 | 11.9 | 12.1 | 1.0084 | 0.99174 | 12 | 12.2 | 1 | 0.98361 | 11.8 | 12 | 1.0169 | 1 | 11.9 | 12.1 | 1.0084 | 0.99174 | 11.7 | 11.9 | 1.0256 | 1.0084 | 11.7 | 11.9 | 1.0256 | 1.0084 | 11.5 | 11.7 | 1.0435 | 1.0256 |  | 12.2 | 12.2 | 4.3 | 0.98361 | 0.98361 | 0.81791 | 13 | 13 | 4.3 | 0.92308 | 0.92308 | 0.81791 | 13 | 13 | 4.3 | 0.92308 | 0.92308 | 0.81791 | 18 | 18 | 3.7 | 0.66667 | 0.66667 | 0.95054 | 18 | 18 | 3.7 | 0.66667 | 0.66667 | 0.95054 | 14.1 | 14.1 | 3.2 | 0.85106 | 0.85106 | 1.0991 | 14.1 | 14.1 | 3.2 | 0.85106 | 0.85106 | 1.0991 | 10.6 | 10.6 | 3.7 | 1.1321 | 1.1321 | 0.95054 | 10.6 | 10.6 | 3.7 | 1.1321 | 1.1321 | 0.95054 | 16.3 | 16.3 | 3.1 | 0.7362 | 0.7362 | 1.1345 | 16.3 | 16.3 | 3.1 | 0.7362 | 0.7362 | 1.1345 | 12.1 | 12.1 | 2.5 | 0.99174 | 0.99174 | 1.4068 | 12.1 | 12.1 | 2.5 | 0.99174 | 0.99174 | 1.4068
2006 | 12.1 | 12.3 | 0.99174 | 0.97561 | 12.1 | 12.3 | 0.99174 | 0.97561 | 12.1 | 13.9 | 0.99174 | 0.86331 | 11.9 | 13.7 | 1.0084 | 0.87591 | 12.5 | 13.9 | 0.96 | 0.86331 | 12.3 | 13.7 | 0.97561 | 0.87591 | 12.4 | 13.6 | 0.96774 | 0.88235 | 12.2 | 13.4 | 0.98361 | 0.89552 | 12.2 | 13.5 | 0.98361 | 0.88889 | 12 | 13.3 | 1 | 0.90226 | 12.1 | 12.3 | 0.99174 | 0.97561 | 12.1 | 12.3 | 0.99174 | 0.97561 | 12.1 | 12.3 | 0.99174 | 0.97561 | 11.9 | 12.1 | 1.0084 | 0.99174 | 12 | 12.2 | 1 | 0.98361 | 11.8 | 12 | 1.0169 | 1 | 11.9 | 12.1 | 1.0084 | 0.99174 | 11.7 | 11.9 | 1.0256 | 1.0084 | 11.7 | 11.9 | 1.0256 | 1.0084 | 11.5 | 11.7 | 1.0435 | 1.0256 |  | 12.2 | 12.2 | 4.3 | 0.98361 | 0.98361 | 0.81791 | 13 | 13 | 4.3 | 0.92308 | 0.92308 | 0.81791 | 13 | 13 | 4.3 | 0.92308 | 0.92308 | 0.81791 | 18 | 18 | 3.7 | 0.66667 | 0.66667 | 0.95054 | 18 | 18 | 3.7 | 0.66667 | 0.66667 | 0.95054 | 14.1 | 14.1 | 3.2 | 0.85106 | 0.85106 | 1.0991 | 14.1 | 14.1 | 3.2 | 0.85106 | 0.85106 | 1.0991 | 10.6 | 10.6 | 3.7 | 1.1321 | 1.1321 | 0.95054 | 10.6 | 10.6 | 3.7 | 1.1321 | 1.1321 | 0.95054 | 16.3 | 16.3 | 3.1 | 0.7362 | 0.7362 | 1.1345 | 16.3 | 16.3 | 3.1 | 0.7362 | 0.7362 | 1.1345 | 12.1 | 12.1 | 2.5 | 0.99174 | 0.99174 | 1.4068 | 12.1 | 12.1 | 2.5 | 0.99174 | 0.99174 | 1.4068
2007 | 12.1 | 12.3 | 0.99174 | 0.97561 | 12.1 | 12.3 | 0.99174 | 0.97561 | 12.1 | 13.9 | 0.99174 | 0.86331 | 11.9 | 13.7 | 1.0084 | 0.87591 | 12.5 | 13.9 | 0.96 | 0.86331 | 12.3 | 13.7 | 0.97561 | 0.87591 | 12.4 | 13.6 | 0.96774 | 0.88235 | 12.2 | 13.4 | 0.98361 | 0.89552 | 12.2 | 13.5 | 0.98361 | 0.88889 | 12 | 13.3 | 1 | 0.90226 | 12.1 | 12.3 | 0.99174 | 0.97561 | 12.1 | 12.3 | 0.99174 | 0.97561 | 12.1 | 12.3 | 0.99174 | 0.97561 | 11.9 | 12.1 | 1.0084 | 0.99174 | 12 | 12.2 | 1 | 0.98361 | 11.8 | 12 | 1.0169 | 1 | 11.9 | 12.1 | 1.0084 | 0.99174 | 11.7 | 11.9 | 1.0256 | 1.0084 | 11.7 | 11.9 | 1.0256 | 1.0084 | 11.5 | 11.7 | 1.0435 | 1.0256 |  | 12.2 | 12.2 | 4.3 | 0.98361 | 0.98361 | 0.81791 | 13 | 13 | 4.3 | 0.92308 | 0.92308 | 0.81791 | 13 | 13 | 4.3 | 0.92308 | 0.92308 | 0.81791 | 18 | 18 | 3.7 | 0.66667 | 0.66667 | 0.95054 | 18 | 18 | 3.7 | 0.66667 | 0.66667 | 0.95054 | 14.1 | 14.1 | 3.2 | 0.85106 | 0.85106 | 1.0991 | 14.1 | 14.1 | 3.2 | 0.85106 | 0.85106 | 1.0991 | 10.6 | 10.6 | 3.7 | 1.1321 | 1.1321 | 0.95054 | 10.6 | 10.6 | 3.7 | 1.1321 | 1.1321 | 0.95054 | 16.3 | 16.3 | 3.1 | 0.7362 | 0.7362 | 1.1345 | 16.3 | 16.3 | 3.1 | 0.7362 | 0.7362 | 1.1345 | 12.1 | 12.1 | 2.5 | 0.99174 | 0.99174 | 1.4068 | 12.1 | 12.1 | 2.5 | 0.99174 | 0.99174 | 1.4068
2008 | 12.1 | 12.3 | 0.99174 | 0.97561 | 12.1 | 12.3 | 0.99174 | 0.97561 | 12.1 | 13.9 | 0.99174 | 0.86331 | 11.9 | 13.7 | 1.0084 | 0.87591 | 12.5 | 13.9 | 0.96 | 0.86331 | 12.3 | 13.7 | 0.97561 | 0.87591 | 12.4 | 13.6 | 0.96774 | 0.88235 | 12.2 | 13.4 | 0.98361 | 0.89552 | 12.2 | 13.5 | 0.98361 | 0.88889 | 12 | 13.3 | 1 | 0.90226 | 12.1 | 12.3 | 0.99174 | 0.97561 | 12.1 | 12.3 | 0.99174 | 0.97561 | 12.1 | 12.3 | 0.99174 | 0.97561 | 11.9 | 12.1 | 1.0084 | 0.99174 | 12 | 12.2 | 1 | 0.98361 | 11.8 | 12 | 1.0169 | 1 | 11.9 | 12.1 | 1.0084 | 0.99174 | 11.7 | 11.9 | 1.0256 | 1.0084 | 11.7 | 11.9 | 1.0256 | 1.0084 | 11.5 | 11.7 | 1.0435 | 1.0256 |  | 12.2 | 12.2 | 4.3 | 0.98361 | 0.98361 | 0.81791 | 13 | 13 | 4.3 | 0.92308 | 0.92308 | 0.81791 | 13 | 13 | 4.3 | 0.92308 | 0.92308 | 0.81791 | 18 | 18 | 3.7 | 0.66667 | 0.66667 | 0.95054 | 18 | 18 | 3.7 | 0.66667 | 0.66667 | 0.95054 | 14.1 | 14.1 | 3.2 | 0.85106 | 0.85106 | 1.0991 | 14.1 | 14.1 | 3.2 | 0.85106 | 0.85106 | 1.0991 | 10.6 | 10.6 | 3.7 | 1.1321 | 1.1321 | 0.95054 | 10.6 | 10.6 | 3.7 | 1.1321 | 1.1321 | 0.95054 | 16.3 | 16.3 | 3.1 | 0.7362 | 0.7362 | 1.1345 | 16.3 | 16.3 | 3.1 | 0.7362 | 0.7362 | 1.1345 | 12.1 | 12.1 | 2.5 | 0.99174 | 0.99174 | 1.4068 | 12.1 | 12.1 | 2.5 | 0.99174 | 0.99174 | 1.4068
2009 | 12.1 | 12.3 | 0.99174 | 0.97561 | 12.1 | 12.3 | 0.99174 | 0.97561 | 12.1 | 13.9 | 0.99174 | 0.86331 | 11.9 | 13.7 | 1.0084 | 0.87591 | 12.5 | 13.9 | 0.96 | 0.86331 | 12.3 | 13.7 | 0.97561 | 0.87591 | 12.4 | 13.6 | 0.96774 | 0.88235 | 12.2 | 13.4 | 0.98361 | 0.89552 | 12.2 | 13.5 | 0.98361 | 0.88889 | 12 | 13.3 | 1 | 0.90226 | 12.1 | 12.3 | 0.99174 | 0.97561 | 12.1 | 12.3 | 0.99174 | 0.97561 | 12.1 | 12.3 | 0.99174 | 0.97561 | 11.9 | 12.1 | 1.0084 | 0.99174 | 12 | 12.2 | 1 | 0.98361 | 11.8 | 12 | 1.0169 | 1 | 11.9 | 12.1 | 1.0084 | 0.99174 | 11.7 | 11.9 | 1.0256 | 1.0084 | 11.7 | 11.9 | 1.0256 | 1.0084 | 11.5 | 11.7 | 1.0435 | 1.0256 |  | 12.2 | 12.2 | 4.3 | 0.98361 | 0.98361 | 0.81791 | 13 | 13 | 4.3 | 0.92308 | 0.92308 | 0.81791 | 13 | 13 | 4.3 | 0.92308 | 0.92308 | 0.81791 | 18 | 18 | 3.7 | 0.66667 | 0.66667 | 0.95054 | 18 | 18 | 3.7 | 0.66667 | 0.66667 | 0.95054 | 14.1 | 14.1 | 3.2 | 0.85106 | 0.85106 | 1.0991 | 14.1 | 14.1 | 3.2 | 0.85106 | 0.85106 | 1.0991 | 10.6 | 10.6 | 3.7 | 1.1321 | 1.1321 | 0.95054 | 10.6 | 10.6 | 3.7 | 1.1321 | 1.1321 | 0.95054 | 16.3 | 16.3 | 3.1 | 0.7362 | 0.7362 | 1.1345 | 16.3 | 16.3 | 3.1 | 0.7362 | 0.7362 | 1.1345 | 12.1 | 12.1 | 2.5 | 0.99174 | 0.99174 | 1.4068 | 12.1 | 12.1 | 2.5 | 0.99174 | 0.99174 | 1.4068
2010 | 12.1 | 12.3 | 0.99174 | 0.97561 | 12.1 | 12.3 | 0.99174 | 0.97561 | 12.1 | 13.9 | 0.99174 | 0.86331 | 11.9 | 13.7 | 1.0084 | 0.87591 | 12.5 | 13.9 | 0.96 | 0.86331 | 12.3 | 13.7 | 0.97561 | 0.87591 | 12.4 | 13.6 | 0.96774 | 0.88235 | 12.2 | 13.4 | 0.98361 | 0.89552 | 12.2 | 13.5 | 0.98361 | 0.88889 | 12 | 13.3 | 1 | 0.90226 | 12.1 | 12.3 | 0.99174 | 0.97561 | 12.1 | 12.3 | 0.99174 | 0.97561 | 12.1 | 12.3 | 0.99174 | 0.97561 | 11.9 | 12.1 | 1.0084 | 0.99174 | 12 | 12.2 | 1 | 0.98361 | 11.8 | 12 | 1.0169 | 1 | 11.9 | 12.1 | 1.0084 | 0.99174 | 11.7 | 11.9 | 1.0256 | 1.0084 | 11.7 | 11.9 | 1.0256 | 1.0084 | 11.5 | 11.7 | 1.0435 | 1.0256 |  | 12.2 | 12.2 | 4.3 | 0.98361 | 0.98361 | 0.81791 | 13 | 13 | 4.3 | 0.92308 | 0.92308 | 0.81791 | 13 | 13 | 4.3 | 0.92308 | 0.92308 | 0.81791 | 18 | 18 | 3.7 | 0.66667 | 0.66667 | 0.95054 | 18 | 18 | 3.7 | 0.66667 | 0.66667 | 0.95054 | 14.1 | 14.1 | 3.2 | 0.85106 | 0.85106 | 1.0991 | 14.1 | 14.1 | 3.2 | 0.85106 | 0.85106 | 1.0991 | 10.6 | 10.6 | 3.7 | 1.1321 | 1.1321 | 0.95054 | 10.6 | 10.6 | 3.7 | 1.1321 | 1.1321 | 0.95054 | 16.3 | 16.3 | 3.1 | 0.7362 | 0.7362 | 1.1345 | 16.3 | 16.3 | 3.1 | 0.7362 | 0.7362 | 1.1345 | 12.1 | 12.1 | 2.5 | 0.99174 | 0.99174 | 1.4068 | 12.1 | 12.1 | 2.5 | 0.99174 | 0.99174 | 1.4068
2011 | 12.1 | 12.3 | 0.99174 | 0.97561 | 12.1 | 12.3 | 0.99174 | 0.97561 | 12.1 | 13.9 | 0.99174 | 0.86331 | 11.9 | 13.7 | 1.0084 | 0.87591 | 12.5 | 13.9 | 0.96 | 0.86331 | 12.3 | 13.7 | 0.97561 | 0.87591 | 12.4 | 13.6 | 0.96774 | 0.88235 | 12.2 | 13.4 | 0.98361 | 0.89552 | 12.2 | 13.5 | 0.98361 | 0.88889 | 12 | 13.3 | 1 | 0.90226 | 12.1 | 12.3 | 0.99174 | 0.97561 | 12.1 | 12.3 | 0.99174 | 0.97561 | 12.1 | 12.3 | 0.99174 | 0.97561 | 11.9 | 12.1 | 1.0084 | 0.99174 | 12 | 12.2 | 1 | 0.98361 | 11.8 | 12 | 1.0169 | 1 | 11.9 | 12.1 | 1.0084 | 0.99174 | 11.7 | 11.9 | 1.0256 | 1.0084 | 11.7 | 11.9 | 1.0256 | 1.0084 | 11.5 | 11.7 | 1.0435 | 1.0256 |  | 12.2 | 12.2 | 4.3 | 0.98361 | 0.98361 | 0.81791 | 13 | 13 | 4.3 | 0.92308 | 0.92308 | 0.81791 | 13 | 13 | 4.3 | 0.92308 | 0.92308 | 0.81791 | 18 | 18 | 3.7 | 0.66667 | 0.66667 | 0.95054 | 18 | 18 | 3.7 | 0.66667 | 0.66667 | 0.95054 | 14.1 | 14.1 | 3.2 | 0.85106 | 0.85106 | 1.0991 | 14.1 | 14.1 | 3.2 | 0.85106 | 0.85106 | 1.0991 | 10.6 | 10.6 | 3.7 | 1.1321 | 1.1321 | 0.95054 | 10.6 | 10.6 | 3.7 | 1.1321 | 1.1321 | 0.95054 | 16.3 | 16.3 | 3.1 | 0.7362 | 0.7362 | 1.1345 | 16.3 | 16.3 | 3.1 | 0.7362 | 0.7362 | 1.1345 | 12.1 | 12.1 | 2.5 | 0.99174 | 0.99174 | 1.4068 | 12.1 | 12.1 | 2.5 | 0.99174 | 0.99174 | 1.4068
2012 | 12.1 | 12.3 | 0.99174 | 0.97561 | 12.1 | 12.3 | 0.99174 | 0.97561 | 12.1 | 13.9 | 0.99174 | 0.86331 | 11.9 | 13.7 | 1.0084 | 0.87591 | 12.5 | 13.9 | 0.96 | 0.86331 | 12.3 | 13.7 | 0.97561 | 0.87591 | 12.4 | 13.6 | 0.96774 | 0.88235 | 12.2 | 13.4 | 0.98361 | 0.89552 | 12.2 | 13.5 | 0.98361 | 0.88889 | 12 | 13.3 | 1 | 0.90226 | 12.1 | 12.3 | 0.99174 | 0.97561 | 12.1 | 12.3 | 0.99174 | 0.97561 | 12.1 | 12.3 | 0.99174 | 0.97561 | 11.9 | 12.1 | 1.0084 | 0.99174 | 12 | 12.2 | 1 | 0.98361 | 11.8 | 12 | 1.0169 | 1 | 11.9 | 12.1 | 1.0084 | 0.99174 | 11.7 | 11.9 | 1.0256 | 1.0084 | 11.7 | 11.9 | 1.0256 | 1.0084 | 11.5 | 11.7 | 1.0435 | 1.0256 |  | 12.2 | 12.2 | 4.3 | 0.98361 | 0.98361 | 0.81791 | 13 | 13 | 4.3 | 0.92308 | 0.92308 | 0.81791 | 13 | 13 | 4.3 | 0.92308 | 0.92308 | 0.81791 | 18 | 18 | 3.7 | 0.66667 | 0.66667 | 0.95054 | 18 | 18 | 3.7 | 0.66667 | 0.66667 | 0.95054 | 14.1 | 14.1 | 3.2 | 0.85106 | 0.85106 | 1.0991 | 14.1 | 14.1 | 3.2 | 0.85106 | 0.85106 | 1.0991 | 10.6 | 10.6 | 3.7 | 1.1321 | 1.1321 | 0.95054 | 10.6 | 10.6 | 3.7 | 1.1321 | 1.1321 | 0.95054 | 16.3 | 16.3 | 3.1 | 0.7362 | 0.7362 | 1.1345 | 16.3 | 16.3 | 3.1 | 0.7362 | 0.7362 | 1.1345 | 12.1 | 12.1 | 2.5 | 0.99174 | 0.99174 | 1.4068 | 12.1 | 12.1 | 2.5 | 0.99174 | 0.99174 | 1.4068
2013 | 12.1 | 12.3 | 0.99174 | 0.97561 | 12.1 | 12.3 | 0.99174 | 0.97561 | 12.1 | 13.9 | 0.99174 | 0.86331 | 11.9 | 13.7 | 1.0084 | 0.87591 | 12.5 | 13.9 | 0.96 | 0.86331 | 12.3 | 13.7 | 0.97561 | 0.87591 | 12.4 | 13.6 | 0.96774 | 0.88235 | 12.2 | 13.4 | 0.98361 | 0.89552 | 12.2 | 13.5 | 0.98361 | 0.88889 | 12 | 13.3 | 1 | 0.90226 | 12.1 | 12.3 | 0.99174 | 0.97561 | 12.1 | 12.3 | 0.99174 | 0.97561 | 12.1 | 12.3 | 0.99174 | 0.97561 | 11.9 | 12.1 | 1.0084 | 0.99174 | 12 | 12.2 | 1 | 0.98361 | 11.8 | 12 | 1.0169 | 1 | 11.9 | 12.1 | 1.0084 | 0.99174 | 11.7 | 11.9 | 1.0256 | 1.0084 | 11.7 | 11.9 | 1.0256 | 1.0084 | 11.5 | 11.7 | 1.0435 | 1.0256 |  | 12.2 | 12.2 | 4.3 | 0.98361 | 0.98361 | 0.81791 | 13 | 13 | 4.3 | 0.92308 | 0.92308 | 0.81791 | 13 | 13 | 4.3 | 0.92308 | 0.92308 | 0.81791 | 18 | 18 | 3.7 | 0.66667 | 0.66667 | 0.95054 | 18 | 18 | 3.7 | 0.66667 | 0.66667 | 0.95054 | 14.1 | 14.1 | 3.2 | 0.85106 | 0.85106 | 1.0991 | 14.1 | 14.1 | 3.2 | 0.85106 | 0.85106 | 1.0991 | 10.6 | 10.6 | 3.7 | 1.1321 | 1.1321 | 0.95054 | 10.6 | 10.6 | 3.7 | 1.1321 | 1.1321 | 0.95054 | 16.3 | 16.3 | 3.1 | 0.7362 | 0.7362 | 1.1345 | 16.3 | 16.3 | 3.1 | 0.7362 | 0.7362 | 1.1345 | 12.1 | 12.1 | 2.5 | 0.99174 | 0.99174 | 1.4068 | 12.1 | 12.1 | 2.5 | 0.99174 | 0.99174 | 1.4068
2014 | 12.1 | 12.3 | 0.99174 | 0.97561 | 12.1 | 12.3 | 0.99174 | 0.97561 | 12.1 | 13.9 | 0.99174 | 0.86331 | 11.9 | 13.7 | 1.0084 | 0.87591 | 12.5 | 13.9 | 0.96 | 0.86331 | 12.3 | 13.7 | 0.97561 | 0.87591 | 12.4 | 13.6 | 0.96774 | 0.88235 | 12.2 | 13.4 | 0.98361 | 0.89552 | 12.2 | 13.5 | 0.98361 | 0.88889 | 12 | 13.3 | 1 | 0.90226 | 12.1 | 12.3 | 0.99174 | 0.97561 | 12.1 | 12.3 | 0.99174 | 0.97561 | 12.1 | 12.3 | 0.99174 | 0.97561 | 11.9 | 12.1 | 1.0084 | 0.99174 | 12 | 12.2 | 1 | 0.98361 | 11.8 | 12 | 1.0169 | 1 | 11.9 | 12.1 | 1.0084 | 0.99174 | 11.7 | 11.9 | 1.0256 | 1.0084 | 11.7 | 11.9 | 1.0256 | 1.0084 | 11.5 | 11.7 | 1.0435 | 1.0256 |  | 12.2 | 12.2 | 4.3 | 0.98361 | 0.98361 | 0.81791 | 13 | 13 | 4.3 | 0.92308 | 0.92308 | 0.81791 | 13 | 13 | 4.3 | 0.92308 | 0.92308 | 0.81791 | 18 | 18 | 3.7 | 0.66667 | 0.66667 | 0.95054 | 18 | 18 | 3.7 | 0.66667 | 0.66667 | 0.95054 | 14.1 | 14.1 | 3.2 | 0.85106 | 0.85106 | 1.0991 | 14.1 | 14.1 | 3.2 | 0.85106 | 0.85106 | 1.0991 | 10.6 | 10.6 | 3.7 | 1.1321 | 1.1321 | 0.95054 | 10.6 | 10.6 | 3.7 | 1.1321 | 1.1321 | 0.95054 | 16.3 | 16.3 | 3.1 | 0.7362 | 0.7362 | 1.1345 | 16.3 | 16.3 | 3.1 | 0.7362 | 0.7362 | 1.1345 | 12.1 | 12.1 | 2.5 | 0.99174 | 0.99174 | 1.4068 | 12.1 | 12.1 | 2.5 | 0.99174 | 0.99174 | 1.4068
2015 | 12.1 | 12.3 | 0.99174 | 0.97561 | 12.1 | 12.3 | 0.99174 | 0.97561 | 12.1 | 13.9 | 0.99174 | 0.86331 | 11.9 | 13.7 | 1.0084 | 0.87591 | 12.5 | 13.9 | 0.96 | 0.86331 | 12.3 | 13.7 | 0.97561 | 0.87591 | 12.4 | 13.6 | 0.96774 | 0.88235 | 12.2 | 13.4 | 0.98361 | 0.89552 | 12.2 | 13.5 | 0.98361 | 0.88889 | 12 | 13.3 | 1 | 0.90226 | 12.1 | 12.3 | 0.99174 | 0.97561 | 12.1 | 12.3 | 0.99174 | 0.97561 | 12.1 | 12.3 | 0.99174 | 0.97561 | 11.9 | 12.1 | 1.0084 | 0.99174 | 12 | 12.2 | 1 | 0.98361 | 11.8 | 12 | 1.0169 | 1 | 11.9 | 12.1 | 1.0084 | 0.99174 | 11.7 | 11.9 | 1.0256 | 1.0084 | 11.7 | 11.9 | 1.0256 | 1.0084 | 11.5 | 11.7 | 1.0435 | 1.0256 |  | 12.2 | 12.2 | 4.3 | 0.98361 | 0.98361 | 0.81791 | 13 | 13 | 4.3 | 0.92308 | 0.92308 | 0.81791 | 13 | 13 | 4.3 | 0.92308 | 0.92308 | 0.81791 | 18 | 18 | 3.7 | 0.66667 | 0.66667 | 0.95054 | 18 | 18 | 3.7 | 0.66667 | 0.66667 | 0.95054 | 14.1 | 14.1 | 3.2 | 0.85106 | 0.85106 | 1.0991 | 14.1 | 14.1 | 3.2 | 0.85106 | 0.85106 | 1.0991 | 10.6 | 10.6 | 3.7 | 1.1321 | 1.1321 | 0.95054 | 10.6 | 10.6 | 3.7 | 1.1321 | 1.1321 | 0.95054 | 16.3 | 16.3 | 3.1 | 0.7362 | 0.7362 | 1.1345 | 16.3 | 16.3 | 3.1 | 0.7362 | 0.7362 | 1.1345 | 12.1 | 12.1 | 2.5 | 0.99174 | 0.99174 | 1.4068 | 12.1 | 12.1 | 2.5 | 0.99174 | 0.99174 | 1.4068
2016 | 12.1 | 12.3 | 0.99174 | 0.97561 | 12.1 | 12.3 | 0.99174 | 0.97561 | 12.1 | 13.9 | 0.99174 | 0.86331 | 11.9 | 13.7 | 1.0084 | 0.87591 | 12.5 | 13.9 | 0.96 | 0.86331 | 12.3 | 13.7 | 0.97561 | 0.87591 | 12.4 | 13.6 | 0.96774 | 0.88235 | 12.2 | 13.4 | 0.98361 | 0.89552 | 12.2 | 13.5 | 0.98361 | 0.88889 | 12 | 13.3 | 1 | 0.90226 | 12.1 | 12.3 | 0.99174 | 0.97561 | 12.1 | 12.3 | 0.99174 | 0.97561 | 12.1 | 12.3 | 0.99174 | 0.97561 | 11.9 | 12.1 | 1.0084 | 0.99174 | 12 | 12.2 | 1 | 0.98361 | 11.8 | 12 | 1.0169 | 1 | 11.9 | 12.1 | 1.0084 | 0.99174 | 11.7 | 11.9 | 1.0256 | 1.0084 | 11.7 | 11.9 | 1.0256 | 1.0084 | 11.5 | 11.7 | 1.0435 | 1.0256 |  | 12.2 | 12.2 | 4.3 | 0.98361 | 0.98361 | 0.81791 | 13 | 13 | 4.3 | 0.92308 | 0.92308 | 0.81791 | 13 | 13 | 4.3 | 0.92308 | 0.92308 | 0.81791 | 18 | 18 | 3.7 | 0.66667 | 0.66667 | 0.95054 | 18 | 18 | 3.7 | 0.66667 | 0.66667 | 0.95054 | 14.1 | 14.1 | 3.2 | 0.85106 | 0.85106 | 1.0991 | 14.1 | 14.1 | 3.2 | 0.85106 | 0.85106 | 1.0991 | 10.6 | 10.6 | 3.7 | 1.1321 | 1.1321 | 0.95054 | 10.6 | 10.6 | 3.7 | 1.1321 | 1.1321 | 0.95054 | 16.3 | 16.3 | 3.1 | 0.7362 | 0.7362 | 1.1345 | 16.3 | 16.3 | 3.1 | 0.7362 | 0.7362 | 1.1345 | 12.1 | 12.1 | 2.5 | 0.99174 | 0.99174 | 1.4068 | 12.1 | 12.1 | 2.5 | 0.99174 | 0.99174 | 1.4068
2017 | 12.1 | 12.3 | 0.99174 | 0.97561 | 12.1 | 12.3 | 0.99174 | 0.97561 | 12.1 | 13.9 | 0.99174 | 0.86331 | 11.9 | 13.7 | 1.0084 | 0.87591 | 12.5 | 13.9 | 0.96 | 0.86331 | 12.3 | 13.7 | 0.97561 | 0.87591 | 12.4 | 13.6 | 0.96774 | 0.88235 | 12.2 | 13.4 | 0.98361 | 0.89552 | 12.2 | 13.5 | 0.98361 | 0.88889 | 12 | 13.3 | 1 | 0.90226 | 12.1 | 12.3 | 0.99174 | 0.97561 | 12.1 | 12.3 | 0.99174 | 0.97561 | 12.1 | 12.3 | 0.99174 | 0.97561 | 11.9 | 12.1 | 1.0084 | 0.99174 | 12 | 12.2 | 1 | 0.98361 | 11.8 | 12 | 1.0169 | 1 | 11.9 | 12.1 | 1.0084 | 0.99174 | 11.7 | 11.9 | 1.0256 | 1.0084 | 11.7 | 11.9 | 1.0256 | 1.0084 | 11.5 | 11.7 | 1.0435 | 1.0256 |  | 12.2 | 12.2 | 4.3 | 0.98361 | 0.98361 | 0.81791 | 13 | 13 | 4.3 | 0.92308 | 0.92308 | 0.81791 | 13 | 13 | 4.3 | 0.92308 | 0.92308 | 0.81791 | 18 | 18 | 3.7 | 0.66667 | 0.66667 | 0.95054 | 18 | 18 | 3.7 | 0.66667 | 0.66667 | 0.95054 | 14.1 | 14.1 | 3.2 | 0.85106 | 0.85106 | 1.0991 | 14.1 | 14.1 | 3.2 | 0.85106 | 0.85106 | 1.0991 | 10.6 | 10.6 | 3.7 | 1.1321 | 1.1321 | 0.95054 | 10.6 | 10.6 | 3.7 | 1.1321 | 1.1321 | 0.95054 | 16.3 | 16.3 | 3.1 | 0.7362 | 0.7362 | 1.1345 | 16.3 | 16.3 | 3.1 | 0.7362 | 0.7362 | 1.1345 | 12.1 | 12.1 | 2.5 | 0.99174 | 0.99174 | 1.4068 | 12.1 | 12.1 | 2.5 | 0.99174 | 0.99174 | 1.4068
2018 | 12.1 | 12.3 | 0.99174 | 0.97561 | 12.1 | 12.3 | 0.99174 | 0.97561 | 12.1 | 13.9 | 0.99174 | 0.86331 | 11.9 | 13.7 | 1.0084 | 0.87591 | 12.5 | 13.9 | 0.96 | 0.86331 | 12.3 | 13.7 | 0.97561 | 0.87591 | 12.4 | 13.6 | 0.96774 | 0.88235 | 12.2 | 13.4 | 0.98361 | 0.89552 | 12.2 | 13.5 | 0.98361 | 0.88889 | 12 | 13.3 | 1 | 0.90226 | 12.1 | 12.3 | 0.99174 | 0.97561 | 12.1 | 12.3 | 0.99174 | 0.97561 | 12.1 | 12.3 | 0.99174 | 0.97561 | 11.9 | 12.1 | 1.0084 | 0.99174 | 12 | 12.2 | 1 | 0.98361 | 11.8 | 12 | 1.0169 | 1 | 11.9 | 12.1 | 1.0084 | 0.99174 | 11.7 | 11.9 | 1.0256 | 1.0084 | 11.7 | 11.9 | 1.0256 | 1.0084 | 11.5 | 11.7 | 1.0435 | 1.0256 |  | 12.2 | 12.2 | 4.3 | 0.98361 | 0.98361 | 0.81791 | 13 | 13 | 4.3 | 0.92308 | 0.92308 | 0.81791 | 13 | 13 | 4.3 | 0.92308 | 0.92308 | 0.81791 | 18 | 18 | 3.7 | 0.66667 | 0.66667 | 0.95054 | 18 | 18 | 3.7 | 0.66667 | 0.66667 | 0.95054 | 14.1 | 14.1 | 3.2 | 0.85106 | 0.85106 | 1.0991 | 14.1 | 14.1 | 3.2 | 0.85106 | 0.85106 | 1.0991 | 10.6 | 10.6 | 3.7 | 1.1321 | 1.1321 | 0.95054 | 10.6 | 10.6 | 3.7 | 1.1321 | 1.1321 | 0.95054 | 16.3 | 16.3 | 3.1 | 0.7362 | 0.7362 | 1.1345 | 16.3 | 16.3 | 3.1 | 0.7362 | 0.7362 | 1.1345 | 12.1 | 12.1 | 2.5 | 0.99174 | 0.99174 | 1.4068 | 12.1 | 12.1 | 2.5 | 0.99174 | 0.99174 | 1.4068
2019 | 12.1 | 12.3 | 0.99174 | 0.97561 | 12.1 | 12.3 | 0.99174 | 0.97561 | 12.1 | 13.9 | 0.99174 | 0.86331 | 11.9 | 13.7 | 1.0084 | 0.87591 | 12.5 | 13.9 | 0.96 | 0.86331 | 12.3 | 13.7 | 0.97561 | 0.87591 | 12.4 | 13.6 | 0.96774 | 0.88235 | 12.2 | 13.4 | 0.98361 | 0.89552 | 12.2 | 13.5 | 0.98361 | 0.88889 | 12 | 13.3 | 1 | 0.90226 | 12.1 | 12.3 | 0.99174 | 0.97561 | 12.1 | 12.3 | 0.99174 | 0.97561 | 12.1 | 12.3 | 0.99174 | 0.97561 | 11.9 | 12.1 | 1.0084 | 0.99174 | 12 | 12.2 | 1 | 0.98361 | 11.8 | 12 | 1.0169 | 1 | 11.9 | 12.1 | 1.0084 | 0.99174 | 11.7 | 11.9 | 1.0256 | 1.0084 | 11.7 | 11.9 | 1.0256 | 1.0084 | 11.5 | 11.7 | 1.0435 | 1.0256 |  | 12.2 | 12.2 | 4.3 | 0.98361 | 0.98361 | 0.81791 | 13 | 13 | 4.3 | 0.92308 | 0.92308 | 0.81791 | 13 | 13 | 4.3 | 0.92308 | 0.92308 | 0.81791 | 18 | 18 | 3.7 | 0.66667 | 0.66667 | 0.95054 | 18 | 18 | 3.7 | 0.66667 | 0.66667 | 0.95054 | 14.1 | 14.1 | 3.2 | 0.85106 | 0.85106 | 1.0991 | 14.1 | 14.1 | 3.2 | 0.85106 | 0.85106 | 1.0991 | 10.6 | 10.6 | 3.7 | 1.1321 | 1.1321 | 0.95054 | 10.6 | 10.6 | 3.7 | 1.1321 | 1.1321 | 0.95054 | 16.3 | 16.3 | 3.1 | 0.7362 | 0.7362 | 1.1345 | 16.3 | 16.3 | 3.1 | 0.7362 | 0.7362 | 1.1345 | 12.1 | 12.1 | 2.5 | 0.99174 | 0.99174 | 1.4068 | 12.1 | 12.1 | 2.5 | 0.99174 | 0.99174 | 1.4068
2020 | 12.1 | 12.3 | 0.99174 | 0.97561 | 12.1 | 12.3 | 0.99174 | 0.97561 | 12.1 | 13.9 | 0.99174 | 0.86331 | 11.9 | 13.7 | 1.0084 | 0.87591 | 12.5 | 13.9 | 0.96 | 0.86331 | 12.3 | 13.7 | 0.97561 | 0.87591 | 12.4 | 13.6 | 0.96774 | 0.88235 | 12.2 | 13.4 | 0.98361 | 0.89552 | 12.2 | 13.5 | 0.98361 | 0.88889 | 12 | 13.3 | 1 | 0.90226 | 12.1 | 12.3 | 0.99174 | 0.97561 | 12.1 | 12.3 | 0.99174 | 0.97561 | 12.1 | 12.3 | 0.99174 | 0.97561 | 11.9 | 12.1 | 1.0084 | 0.99174 | 12 | 12.2 | 1 | 0.98361 | 11.8 | 12 | 1.0169 | 1 | 11.9 | 12.1 | 1.0084 | 0.99174 | 11.7 | 11.9 | 1.0256 | 1.0084 | 11.7 | 11.9 | 1.0256 | 1.0084 | 11.5 | 11.7 | 1.0435 | 1.0256 |  | 12.2 | 12.2 | 4.3 | 0.98361 | 0.98361 | 0.81791 | 13 | 13 | 4.3 | 0.92308 | 0.92308 | 0.81791 | 13 | 13 | 4.3 | 0.92308 | 0.92308 | 0.81791 | 18 | 18 | 3.7 | 0.66667 | 0.66667 | 0.95054 | 18 | 18 | 3.7 | 0.66667 | 0.66667 | 0.95054 | 14.1 | 14.1 | 3.2 | 0.85106 | 0.85106 | 1.0991 | 14.1 | 14.1 | 3.2 | 0.85106 | 0.85106 | 1.0991 | 10.6 | 10.6 | 3.7 | 1.1321 | 1.1321 | 0.95054 | 10.6 | 10.6 | 3.7 | 1.1321 | 1.1321 | 0.95054 | 16.3 | 16.3 | 3.1 | 0.7362 | 0.7362 | 1.1345 | 16.3 | 16.3 | 3.1 | 0.7362 | 0.7362 | 1.1345 | 12.1 | 12.1 | 2.5 | 0.99174 | 0.99174 | 1.4068 | 12.1 | 12.1 | 2.5 | 0.99174 | 0.99174 | 1.4068
2021 | 12.1 | 12.3 | 0.99174 | 0.97561 | 12.1 | 12.3 | 0.99174 | 0.97561 | 12.1 | 13.9 | 0.99174 | 0.86331 | 11.9 | 13.7 | 1.0084 | 0.87591 | 12.5 | 13.9 | 0.96 | 0.86331 | 12.3 | 13.7 | 0.97561 | 0.87591 | 12.4 | 13.6 | 0.96774 | 0.88235 | 12.2 | 13.4 | 0.98361 | 0.89552 | 12.2 | 13.5 | 0.98361 | 0.88889 | 12 | 13.3 | 1 | 0.90226 | 12.1 | 12.3 | 0.99174 | 0.97561 | 12.1 | 12.3 | 0.99174 | 0.97561 | 12.1 | 12.3 | 0.99174 | 0.97561 | 11.9 | 12.1 | 1.0084 | 0.99174 | 12 | 12.2 | 1 | 0.98361 | 11.8 | 12 | 1.0169 | 1 | 11.9 | 12.1 | 1.0084 | 0.99174 | 11.7 | 11.9 | 1.0256 | 1.0084 | 11.7 | 11.9 | 1.0256 | 1.0084 | 11.5 | 11.7 | 1.0435 | 1.0256 |  | 12.2 | 12.2 | 4.3 | 0.98361 | 0.98361 | 0.81791 | 13 | 13 | 4.3 | 0.92308 | 0.92308 | 0.81791 | 13 | 13 | 4.3 | 0.92308 | 0.92308 | 0.81791 | 18 | 18 | 3.7 | 0.66667 | 0.66667 | 0.95054 | 18 | 18 | 3.7 | 0.66667 | 0.66667 | 0.95054 | 14.1 | 14.1 | 3.2 | 0.85106 | 0.85106 | 1.0991 | 14.1 | 14.1 | 3.2 | 0.85106 | 0.85106 | 1.0991 | 10.6 | 10.6 | 3.7 | 1.1321 | 1.1321 | 0.95054 | 10.6 | 10.6 | 3.7 | 1.1321 | 1.1321 | 0.95054 | 16.3 | 16.3 | 3.1 | 0.7362 | 0.7362 | 1.1345 | 16.3 | 16.3 | 3.1 | 0.7362 | 0.7362 | 1.1345 | 12.1 | 12.1 | 2.5 | 0.99174 | 0.99174 | 1.4068 | 12.1 | 12.1 | 2.5 | 0.99174 | 0.99174 | 1.4068
2022 | 12.1 | 12.3 | 0.99174 | 0.97561 | 12.1 | 12.3 | 0.99174 | 0.97561 | 12.1 | 13.9 | 0.99174 | 0.86331 | 11.9 | 13.7 | 1.0084 | 0.87591 | 12.5 | 13.9 | 0.96 | 0.86331 | 12.3 | 13.7 | 0.97561 | 0.87591 | 12.4 | 13.6 | 0.96774 | 0.88235 | 12.2 | 13.4 | 0.98361 | 0.89552 | 12.2 | 13.5 | 0.98361 | 0.88889 | 12 | 13.3 | 1 | 0.90226 | 12.1 | 12.3 | 0.99174 | 0.97561 | 12.1 | 12.3 | 0.99174 | 0.97561 | 12.1 | 12.3 | 0.99174 | 0.97561 | 11.9 | 12.1 | 1.0084 | 0.99174 | 12 | 12.2 | 1 | 0.98361 | 11.8 | 12 | 1.0169 | 1 | 11.9 | 12.1 | 1.0084 | 0.99174 | 11.7 | 11.9 | 1.0256 | 1.0084 | 11.7 | 11.9 | 1.0256 | 1.0084 | 11.5 | 11.7 | 1.0435 | 1.0256 |  | 12.2 | 12.2 | 4.3 | 0.98361 | 0.98361 | 0.81791 | 13 | 13 | 4.3 | 0.92308 | 0.92308 | 0.81791 | 13 | 13 | 4.3 | 0.92308 | 0.92308 | 0.81791 | 18 | 18 | 3.7 | 0.66667 | 0.66667 | 0.95054 | 18 | 18 | 3.7 | 0.66667 | 0.66667 | 0.95054 | 14.1 | 14.1 | 3.2 | 0.85106 | 0.85106 | 1.0991 | 14.1 | 14.1 | 3.2 | 0.85106 | 0.85106 | 1.0991 | 10.6 | 10.6 | 3.7 | 1.1321 | 1.1321 | 0.95054 | 10.6 | 10.6 | 3.7 | 1.1321 | 1.1321 | 0.95054 | 16.3 | 16.3 | 3.1 | 0.7362 | 0.7362 | 1.1345 | 16.3 | 16.3 | 3.1 | 0.7362 | 0.7362 | 1.1345 | 12.1 | 12.1 | 2.5 | 0.99174 | 0.99174 | 1.4068 | 12.1 | 12.1 | 2.5 | 0.99174 | 0.99174 | 1.4068
2023 | 12.1 | 12.3 | 0.99174 | 0.97561 | 12.1 | 12.3 | 0.99174 | 0.97561 | 12.1 | 13.9 | 0.99174 | 0.86331 | 11.9 | 13.7 | 1.0084 | 0.87591 | 12.5 | 13.9 | 0.96 | 0.86331 | 12.3 | 13.7 | 0.97561 | 0.87591 | 12.4 | 13.6 | 0.96774 | 0.88235 | 12.2 | 13.4 | 0.98361 | 0.89552 | 12.2 | 13.5 | 0.98361 | 0.88889 | 12 | 13.3 | 1 | 0.90226 | 12.1 | 12.3 | 0.99174 | 0.97561 | 12.1 | 12.3 | 0.99174 | 0.97561 | 12.1 | 12.3 | 0.99174 | 0.97561 | 11.9 | 12.1 | 1.0084 | 0.99174 | 12 | 12.2 | 1 | 0.98361 | 11.8 | 12 | 1.0169 | 1 | 11.9 | 12.1 | 1.0084 | 0.99174 | 11.7 | 11.9 | 1.0256 | 1.0084 | 11.7 | 11.9 | 1.0256 | 1.0084 | 11.5 | 11.7 | 1.0435 | 1.0256 |  | 12.2 | 12.2 | 4.3 | 0.98361 | 0.98361 | 0.81791 | 13 | 13 | 4.3 | 0.92308 | 0.92308 | 0.81791 | 13 | 13 | 4.3 | 0.92308 | 0.92308 | 0.81791 | 18 | 18 | 3.7 | 0.66667 | 0.66667 | 0.95054 | 18 | 18 | 3.7 | 0.66667 | 0.66667 | 0.95054 | 14.1 | 14.1 | 3.2 | 0.85106 | 0.85106 | 1.0991 | 14.1 | 14.1 | 3.2 | 0.85106 | 0.85106 | 1.0991 | 10.6 | 10.6 | 3.7 | 1.1321 | 1.1321 | 0.95054 | 10.6 | 10.6 | 3.7 | 1.1321 | 1.1321 | 0.95054 | 16.3 | 16.3 | 3.1 | 0.7362 | 0.7362 | 1.1345 | 16.3 | 16.3 | 3.1 | 0.7362 | 0.7362 | 1.1345 | 12.1 | 12.1 | 2.5 | 0.99174 | 0.99174 | 1.4068 | 12.1 | 12.1 | 2.5 | 0.99174 | 0.99174 | 1.4068
2024 | 12.1 | 12.3 | 0.99174 | 0.97561 | 12.1 | 12.3 | 0.99174 | 0.97561 | 12.1 | 13.9 | 0.99174 | 0.86331 | 11.9 | 13.7 | 1.0084 | 0.87591 | 12.5 | 13.9 | 0.96 | 0.86331 | 12.3 | 13.7 | 0.97561 | 0.87591 | 12.4 | 13.6 | 0.96774 | 0.88235 | 12.2 | 13.4 | 0.98361 | 0.89552 | 12.2 | 13.5 | 0.98361 | 0.88889 | 12 | 13.3 | 1 | 0.90226 | 12.1 | 12.3 | 0.99174 | 0.97561 | 12.1 | 12.3 | 0.99174 | 0.97561 | 12.1 | 12.3 | 0.99174 | 0.97561 | 11.9 | 12.1 | 1.0084 | 0.99174 | 12 | 12.2 | 1 | 0.98361 | 11.8 | 12 | 1.0169 | 1 | 11.9 | 12.1 | 1.0084 | 0.99174 | 11.7 | 11.9 | 1.0256 | 1.0084 | 11.7 | 11.9 | 1.0256 | 1.0084 | 11.5 | 11.7 | 1.0435 | 1.0256 |  | 12.2 | 12.2 | 4.3 | 0.98361 | 0.98361 | 0.81791 | 13 | 13 | 4.3 | 0.92308 | 0.92308 | 0.81791 | 13 | 13 | 4.3 | 0.92308 | 0.92308 | 0.81791 | 18 | 18 | 3.7 | 0.66667 | 0.66667 | 0.95054 | 18 | 18 | 3.7 | 0.66667 | 0.66667 | 0.95054 | 14.1 | 14.1 | 3.2 | 0.85106 | 0.85106 | 1.0991 | 14.1 | 14.1 | 3.2 | 0.85106 | 0.85106 | 1.0991 | 10.6 | 10.6 | 3.7 | 1.1321 | 1.1321 | 0.95054 | 10.6 | 10.6 | 3.7 | 1.1321 | 1.1321 | 0.95054 | 16.3 | 16.3 | 3.1 | 0.7362 | 0.7362 | 1.1345 | 16.3 | 16.3 | 3.1 | 0.7362 | 0.7362 | 1.1345 | 12.1 | 12.1 | 2.5 | 0.99174 | 0.99174 | 1.4068 | 12.1 | 12.1 | 2.5 | 0.99174 | 0.99174 | 1.4068
2025 | 12.1 | 12.3 | 0.99174 | 0.97561 | 12.1 | 12.3 | 0.99174 | 0.97561 | 12.1 | 13.9 | 0.99174 | 0.86331 | 11.9 | 13.7 | 1.0084 | 0.87591 | 12.5 | 13.9 | 0.96 | 0.86331 | 12.3 | 13.7 | 0.97561 | 0.87591 | 12.4 | 13.6 | 0.96774 | 0.88235 | 12.2 | 13.4 | 0.98361 | 0.89552 | 12.2 | 13.5 | 0.98361 | 0.88889 | 12 | 13.3 | 1 | 0.90226 | 12.1 | 12.3 | 0.99174 | 0.97561 | 12.1 | 12.3 | 0.99174 | 0.97561 | 12.1 | 12.3 | 0.99174 | 0.97561 | 11.9 | 12.1 | 1.0084 | 0.99174 | 12 | 12.2 | 1 | 0.98361 | 11.8 | 12 | 1.0169 | 1 | 11.9 | 12.1 | 1.0084 | 0.99174 | 11.7 | 11.9 | 1.0256 | 1.0084 | 11.7 | 11.9 | 1.0256 | 1.0084 | 11.5 | 11.7 | 1.0435 | 1.0256 |  | 12.2 | 12.2 | 4.3 | 0.98361 | 0.98361 | 0.81791 | 13 | 13 | 4.3 | 0.92308 | 0.92308 | 0.81791 | 13 | 13 | 4.3 | 0.92308 | 0.92308 | 0.81791 | 18 | 18 | 3.7 | 0.66667 | 0.66667 | 0.95054 | 18 | 18 | 3.7 | 0.66667 | 0.66667 | 0.95054 | 14.1 | 14.1 | 3.2 | 0.85106 | 0.85106 | 1.0991 | 14.1 | 14.1 | 3.2 | 0.85106 | 0.85106 | 1.0991 | 10.6 | 10.6 | 3.7 | 1.1321 | 1.1321 | 0.95054 | 10.6 | 10.6 | 3.7 | 1.1321 | 1.1321 | 0.95054 | 16.3 | 16.3 | 3.1 | 0.7362 | 0.7362 | 1.1345 | 16.3 | 16.3 | 3.1 | 0.7362 | 0.7362 | 1.1345 | 12.1 | 12.1 | 2.5 | 0.99174 | 0.99174 | 1.4068 | 12.1 | 12.1 | 2.5 | 0.99174 | 0.99174 | 1.4068
ARTRM9.2 | 12.1 | 12.3 | 0.99174 | 0.97561 | 12.1 | 12.3 | 0.99174 | 0.97561 | 12.1 | 13.9 | 0.99174 | 0.86331 | 12.5 | 13.9 | 0.96 | 0.86331 | 12.5 | 13.9 | 0.96 | 0.86331 | 12.3 | 13.7 | 0.97561 | 0.87591 | 12.4 | 13.6 | 0.96774 | 0.88235 | 12.2 | 13.4 | 0.98361 | 0.89552 | 12.4 | 13.6 | 0.96774 | 0.88235 | 12.2 | 13.4 | 0.98361 | 0.89552 | 12.1 | 12.3 | 0.99174 | 0.97561 | 12.1 | 12.3 | 0.99174 | 0.97561 | 12.1 | 13.9 | 0.99174 | 0.86331 | 12.5 | 13.9 | 0.96 | 0.86331 | 12.5 | 13.9 | 0.96 | 0.86331 | 12.3 | 13.7 | 0.97561 | 0.87591 | 12.4 | 13.6 | 0.96774 | 0.88235 | 12.2 | 13.4 | 0.98361 | 0.89552 | 12.4 | 13.6 | 0.96774 | 0.88235 | 12.2 | 13.4 | 0.98361 | 0.89552 | ARTRM8 Table 275 | 11.8 | 14 | 2.4033 | 1.0169 | 0.85714 | 1.4634 | 11.8 | 14 | 2.4033 | 1.0169 | 0.85714 | 1.4634 | 11 | 12 | 3.3 | 1.0909 | 1 | 1.0658 | 11.8 | 14 | 2.4033 | 1.0169 | 0.85714 | 1.4634 | 11 | 12 | 3.3 | 1.0909 | 1 | 1.0658 | 11.8 | 14 | 2.4033 | 1.0169 | 0.85714 | 1.4634 | 11 | 12 | 3.3 | 1.0909 | 1 | 1.0658 | 11.8 | 14 | 2.4033 | 1.0169 | 0.85714 | 1.4634 | 11 | 12 | 3.3 | 1.0909 | 1 | 1.0658 | 11.8 | 14 | 2.4033 | 1.0169 | 0.85714 | 1.4634 | 11 | 12 | 3.3 | 1.0909 | 1 | 1.0658 | 11.8 | 14 | 2.4033 | 1.0169 | 0.85714 | 1.4634 | 11 | 12 | 3.3 | 1.0909 | 1 | 1.0658 | ARTRM8 Table 275 (Air Cooled Heat Pumps)
CPS | 12.1 | 12.3 | 0.99174 | 0.97561 | 12.1 | 12.3 | 0.99174 | 0.97561 | 12.1 | 13.9 | 0.99174 | 0.86331 | 11.9 | 13.7 | 1.0084 | 0.87591 | 12.5 | 13.9 | 0.96 | 0.86331 | 12.3 | 13.7 | 0.97561 | 0.87591 | 12.4 | 13.6 | 0.96774 | 0.88235 | 12.2 | 13.4 | 0.98361 | 0.89552 | 12.2 | 13.5 | 0.98361 | 0.88889 | 12 | 13.3 | 1 | 0.90226 | 12.1 | 12.3 | 0.99174 | 0.97561 | 12.1 | 12.3 | 0.99174 | 0.97561 | 12.1 | 12.3 | 0.99174 | 0.97561 | 11.9 | 12.1 | 1.0084 | 0.99174 | 12 | 12.2 | 1 | 0.98361 | 11.8 | 12 | 1.0169 | 1 | 11.9 | 12.1 | 1.0084 | 0.99174 | 11.7 | 11.9 | 1.0256 | 1.0084 | 11.7 | 11.9 | 1.0256 | 1.0084 | 11.5 | 11.7 | 1.0435 | 1.0256 | IECC2024 Table C403.3.2(1) | 12.2 | 12.2 | 4.3 | 0.98361 | 0.98361 | 0.81791 | 13 | 13 | 4.3 | 0.92308 | 0.92308 | 0.81791 | 13 | 13 | 4.3 | 0.92308 | 0.92308 | 0.81791 | 18 | 18 | 3.7 | 0.66667 | 0.66667 | 0.95054 | 18 | 18 | 3.7 | 0.66667 | 0.66667 | 0.95054 | 14.1 | 14.1 | 3.2 | 0.85106 | 0.85106 | 1.0991 | 14.1 | 14.1 | 3.2 | 0.85106 | 0.85106 | 1.0991 | 10.6 | 10.6 | 3.7 | 1.1321 | 1.1321 | 0.95054 | 10.6 | 10.6 | 3.7 | 1.1321 | 1.1321 | 0.95054 | 16.3 | 16.3 | 3.1 | 0.7362 | 0.7362 | 1.1345 | 16.3 | 16.3 | 3.1 | 0.7362 | 0.7362 | 1.1345 | 12.1 | 12.1 | 2.5 | 0.99174 | 0.99174 | 1.4068 | 12.1 | 12.1 | 2.5 | 0.99174 | 0.99174 | 1.4068 | IECC2024 Table C403.3.3(14)

## Equipment Lookups (hidden)
|  |  |  | kBtuh |  | 0 | 6000 | 7000 | 8000 | 11000 | 14000 | 15000 | 17000 | 20000 | 25000 | 45000 | 65000 | 135000 | 240000 | 760000
ReplacementType | ManufYear | LAEquipment Type | WaterCooledChiller | Tons | [16 empty] | 75 | 150 | 300 | 400 | 600 |  |  |  | RUL
Early Retirement | Unknown | Air Cooled Chiller | Screw/Scroll/Reciprocating | kbtuh to use | 1 | 0 | 6000 | 7000 | 8000 | 11000 | 14000 | 15000 | 17000 | 20000 | 25000 | 45000 | 65000 | 135000 | 240000 | 760000 | 900000 | 1800000 | 3600000 | 4800000 | 7200000 | Assumed Age | New Eq Type for TX EFLH | EUL | 1 | 2 | 3 | 4 | 5 | 6 | 7 | 8 | 9 | 10 | 11 | 12 | 13 | 14 | 15 | 16 | 17 | 18 | 19 | 20 | 21 | 22 | 23 | 24 | 25 | 26 | 27 | 28 | 29 | 30 | 31 | 32 | 33 | 34 | 35 | 36 | 37 | 38 | 39 | 40
New Construction | <=1997 | Water Cooled Chiller | Centrifugal | AirCooledChillerCentrifugal | 2 | Lessthan150tons | Lessthan150tons | Lessthan150tons | Lessthan150tons | Lessthan150tons | Lessthan150tons | Lessthan150tons | Lessthan150tons | Lessthan150tons | Lessthan150tons | Lessthan150tons | Lessthan150tons | Lessthan150tons | Lessthan150tons | Lessthan150tons | Lessthan150tons | Greaterthan150tons | Greaterthan150tons | Greaterthan150tons | Greaterthan150tons | 25 | Air Cooled Chiller | 25 | 23.9 | 22.9 | 21.9 | 20.9 | 19.9 | 18.9 | 17.9 | 16.9 | 15.9 | 14.9 | 13.9 | 12.9 | 11.9 | 10.9 | 10.1 | 9.3 | 8.7 | 8.1 | 7.5 | 7.1 | 6.6 | 6.3 | 5.9 | 5.6 | 5.4 | 5 | 4 | 3 | 2 | 1 | 0 | 0 | 0 | 0 | 0 | 0 | 0 | 0 | 0 | 0
Replace on Burnout | 1998 | Unitary Air Conditioner |  | AirCooledChillerScrewScrollReciprocating | 3 | Lessthan150tons | Lessthan150tons | Lessthan150tons | Lessthan150tons | Lessthan150tons | Lessthan150tons | Lessthan150tons | Lessthan150tons | Lessthan150tons | Lessthan150tons | Lessthan150tons | Lessthan150tons | Lessthan150tons | Lessthan150tons | Lessthan150tons | Lessthan150tons | Greaterthan150tons | Greaterthan150tons | Greaterthan150tons | Greaterthan150tons | 20 | Air Cooled Chiller | 20 | 18.7 | 17.7 | 16.7 | 15.7 | 14.7 | 13.7 | 12.7 | 11.8 | 10.9 | 10 | 9.1 | 8.3 | 7.5 | 6.8 | 6.2 | 5.5 | 5 | 4.5 | 4 | 3.6 | 3 | 2 | 1 | 0 | 0 | 0 | 0 | 0 | 0 | 0 | 0 | 0 | 0 | 0 | 0 | 0 | 0 | 0 | 0 | 0
| 1999 | Unitary Heat Pump | AirCooledChiller | WaterCooledChillerCentrifugal | 4 | Lessthan150tons | Lessthan150tons | Lessthan150tons | Lessthan150tons | Lessthan150tons | Lessthan150tons | Lessthan150tons | Lessthan150tons | Lessthan150tons | Lessthan150tons | Lessthan150tons | Lessthan150tons | Lessthan150tons | Lessthan150tons | Lessthan150tons | Lessthan150tons | 150to300tons | 300to400tons | 400to600tons | Greaterthan600tons | 25 | Water Cooled Chiller | 25 | 23.9 | 22.9 | 21.9 | 20.9 | 19.9 | 18.9 | 17.9 | 16.9 | 15.9 | 14.9 | 13.9 | 12.9 | 11.9 | 10.9 | 10.1 | 9.3 | 8.7 | 8.1 | 7.5 | 7.1 | 6.6 | 6.3 | 5.9 | 5.6 | 5.4 | 5 | 4 | 3 | 2 | 1 | 0 | 0 | 0 | 0 | 0 | 0 | 0 | 0 | 0 | 0
| 2000 | Packaged Terminal Air Conditioner | Screw/Scroll/Reciprocating | WaterCooledChillerScrewScrollReciprocating | 5 | Lessthan75tons | Lessthan75tons | Lessthan75tons | Lessthan75tons | Lessthan75tons | Lessthan75tons | Lessthan75tons | Lessthan75tons | Lessthan75tons | Lessthan75tons | Lessthan75tons | Lessthan75tons | Lessthan75tons | Lessthan75tons | Lessthan75tons | 75to150tons | 150to300tons | 300to600tons | 300to600tons | Greaterthan600tons | 20 | Water Cooled Chiller | 20 | 18.7 | 17.7 | 16.7 | 15.7 | 14.7 | 13.7 | 12.7 | 11.8 | 10.9 | 10 | 9.1 | 8.3 | 7.5 | 6.8 | 6.2 | 5.5 | 5 | 4.5 | 4 | 3.6 | 3 | 2 | 1 | 0 | 0 | 0 | 0 | 0 | 0 | 0 | 0 | 0 | 0 | 0 | 0 | 0 | 0 | 0 | 0 | 0
| 2001 | Packaged Terminal Heat Pump | Centrifugal | UnitaryAirConditioner | 6 | Lessthan45kbtuh | Lessthan45kbtuh | Lessthan45kbtuh | Lessthan45kbtuh | Lessthan45kbtuh | Lessthan45kbtuh | Lessthan45kbtuh | Lessthan45kbtuh | Lessthan45kbtuh | Lessthan45kbtuh | 45to65kbtuh | 65to135kbtuh | 135to240kbtuh | 240to760kbtuh | Greaterthan760kbtuh | Greaterthan760kbtuh | Greaterthan760kbtuh | Greaterthan760kbtuh | Greaterthan760kbtuh | Greaterthan760kbtuh | 15 | DX | 15 | 14 | 13 | 12 | 11 | 10 | 9.1 | 8.2 | 7.3 | 6.5 | 5.7 | 5 | 4.4 | 3.8 | 3.3 | 2.8 | 2 | 1 | 0 | 0 | 0 | 0 | 0 | 0 | 0 | 0 | 0 | 0 | 0 | 0 | 0 | 0 | 0 | 0 | 0 | 0 | 0 | 0 | 0 | 0 | 0
| 2002 | Room Air Conditioner |  | UnitaryAirConditionerSplit | 7 | Lessthan45kbtuh | Lessthan45kbtuh | Lessthan45kbtuh | Lessthan45kbtuh | Lessthan45kbtuh | Lessthan45kbtuh | Lessthan45kbtuh | Lessthan45kbtuh | Lessthan45kbtuh | Lessthan45kbtuh | 45to65kbtuh | 65to135kbtuh | 135to240kbtuh | 240to760kbtuh | Greaterthan760kbtuh | Greaterthan760kbtuh | Greaterthan760kbtuh | Greaterthan760kbtuh | Greaterthan760kbtuh | Greaterthan760kbtuh | 15 | DX | 15 | 14 | 13 | 12 | 11 | 10 | 9.1 | 8.2 | 7.3 | 6.5 | 5.7 | 5 | 4.4 | 3.8 | 3.3 | 2.8 | 2 | 1 | 0 | 0 | 0 | 0 | 0 | 0 | 0 | 0 | 0 | 0 | 0 | 0 | 0 | 0 | 0 | 0 | 0 | 0 | 0 | 0 | 0 | 0 | 0
| 2003 | VRF Air Conditioner | RoomAirConditioner | UnitaryAirConditionerPackaged | 8 | Lessthan45kbtuh | Lessthan45kbtuh | Lessthan45kbtuh | Lessthan45kbtuh | Lessthan45kbtuh | Lessthan45kbtuh | Lessthan45kbtuh | Lessthan45kbtuh | Lessthan45kbtuh | Lessthan45kbtuh | 45to65kbtuh | 65to135kbtuh | 135to240kbtuh | 240to760kbtuh | Greaterthan760kbtuh | Greaterthan760kbtuh | Greaterthan760kbtuh | Greaterthan760kbtuh | Greaterthan760kbtuh | Greaterthan760kbtuh | 15 | DX | 15 | 14 | 13 | 12 | 11 | 10 | 9.1 | 8.2 | 7.3 | 6.5 | 5.7 | 5 | 4.4 | 3.8 | 3.3 | 2.8 | 2 | 1 | 0 | 0 | 0 | 0 | 0 | 0 | 0 | 0 | 0 | 0 | 0 | 0 | 0 | 0 | 0 | 0 | 0 | 0 | 0 | 0 | 0 | 0 | 0
| 2004 | VRF Heat Pump | Without Reverse Cycle / With Louvered Sides | UnitaryHeatPump | 9 | Lessthan45kbtuh | Lessthan45kbtuh | Lessthan45kbtuh | Lessthan45kbtuh | Lessthan45kbtuh | Lessthan45kbtuh | Lessthan45kbtuh | Lessthan45kbtuh | Lessthan45kbtuh | Lessthan45kbtuh | 45to65kbtuh | 65to135kbtuh | 135to240kbtuh | 240to760kbtuh | Greaterthan760kbtuh | Greaterthan760kbtuh | Greaterthan760kbtuh | Greaterthan760kbtuh | Greaterthan760kbtuh | Greaterthan760kbtuh | 15 | DX | 15 | 14 | 13 | 12 | 11 | 10 | 9.1 | 8.2 | 7.3 | 6.5 | 5.7 | 5 | 4.4 | 3.8 | 3.3 | 2.8 | 2 | 1 | 0 | 0 | 0 | 0 | 0 | 0 | 0 | 0 | 0 | 0 | 0 | 0 | 0 | 0 | 0 | 0 | 0 | 0 | 0 | 0 | 0 | 0 | 0
| 2005 | Single Package Vertical Air Conditioner | Without Reverse Cycle / Without Louvered Sides | UnitaryHeatPumpSplit | 10 | Lessthan45kbtuh | Lessthan45kbtuh | Lessthan45kbtuh | Lessthan45kbtuh | Lessthan45kbtuh | Lessthan45kbtuh | Lessthan45kbtuh | Lessthan45kbtuh | Lessthan45kbtuh | Lessthan45kbtuh | 45to65kbtuh | 65to135kbtuh | 135to240kbtuh | Greaterthan240kbtuh | Greaterthan240kbtuh | Greaterthan240kbtuh | Greaterthan240kbtuh | Greaterthan240kbtuh | Greaterthan240kbtuh | Greaterthan240kbtuh | 15 | DX | 15 | 14 | 13 | 12 | 11 | 10 | 9.1 | 8.2 | 7.3 | 6.5 | 5.7 | 5 | 4.4 | 3.8 | 3.3 | 2.8 | 2 | 1 | 0 | 0 | 0 | 0 | 0 | 0 | 0 | 0 | 0 | 0 | 0 | 0 | 0 | 0 | 0 | 0 | 0 | 0 | 0 | 0 | 0 | 0 | 0
| 2006 | Single Package Vertical Heat Pump | With Reverse Cycle / With Louvered Sides | UnitaryHeatPumpPackaged | 11 | Lessthan45kbtuh | Lessthan45kbtuh | Lessthan45kbtuh | Lessthan45kbtuh | Lessthan45kbtuh | Lessthan45kbtuh | Lessthan45kbtuh | Lessthan45kbtuh | Lessthan45kbtuh | Lessthan45kbtuh | 45to65kbtuh | 65to135kbtuh | 135to240kbtuh | Greaterthan240kbtuh | Greaterthan240kbtuh | Greaterthan240kbtuh | Greaterthan240kbtuh | Greaterthan240kbtuh | Greaterthan240kbtuh | Greaterthan240kbtuh | 15 | DX | 15 | 14 | 13 | 12 | 11 | 10 | 9.1 | 8.2 | 7.3 | 6.5 | 5.7 | 5 | 4.4 | 3.8 | 3.3 | 2.8 | 2 | 1 | 0 | 0 | 0 | 0 | 0 | 0 | 0 | 0 | 0 | 0 | 0 | 0 | 0 | 0 | 0 | 0 | 0 | 0 | 0 | 0 | 0 | 0 | 0
| 2007 |  | With Reverse Cycle / Without Louvered Sides | RoomAirConditionerWithoutReverseCycleWithLouveredSides | 12 | Lessthan8ktbuh | Lessthan8ktbuh | Lessthan8ktbuh | 8to14kbtuh | 8to14kbtuh | 14to20kbtuh | 14to20kbtuh | 14to20kbtuh | 20to25kbtuh | Greaterthan25kbtuh | Greaterthan25kbtuh | [9 empty] | 9 | PTRoom | 9 | 14 | 13 | 12 | 11 | 5.5 | 4.5 | 4 | 3 | 2.8 | 2.2 | 1.8 | 1.5 | 1.3 | 1 | 2.8 | 2 | 1 | 0 | 0 | 0 | 0 | 0 | 0 | 0 | 0 | 0 | 0 | 0 | 0 | 0 | 0 | 0 | 0 | 0 | 0 | 0 | 0 | 0 | 0 | 0
| 2008 | MSEquipmentType | Casement Only | RoomAirConditionerWithoutReverseCycleWithoutLouveredSides | 13 | Lessthan8ktbuh | Lessthan8ktbuh | Lessthan8ktbuh | 8to11kbtuh | 11to14kbtuh | 14to20kbtuh | 14to20kbtuh | 14to20kbtuh | Greaterthan20kbtuh | Greaterthan20kbtuh | Greaterthan20kbtuh | [9 empty] | 9 | PTRoom | 9 | 14 | 13 | 12 | 11 | 10 | 9.1 | 8.2 | 7.3 | 6.5 | 5.7 | 5 | 4.4 | 3.8 | 3.3 | 2.8 | 2 | 1 | 0 | 0 | 0 | 0 | 0 | 0 | 0 | 0 | 0 | 0 | 0 | 0 | 0 | 0 | 0 | 0 | 0 | 0 | 0 | 0 | 0 | 0 | 0
| 2009 | Air Cooled Chiller | Casement Slider | RoomAirConditionerWithReverseCycleWithLouveredSides | 14 | Lessthan20kbtuh | Lessthan20kbtuh | Lessthan20kbtuh | Lessthan20kbtuh | Lessthan20kbtuh | Lessthan20kbtuh | Lessthan20kbtuh | Lessthan20kbtuh | Greaterthan20kbtuh | Greaterthan20kbtuh | Greaterthan20kbtuh | [9 empty] | 9 | PTRoom | 9 | 14 | 13 | 12 | 11 | 10 | 9.1 | 8.2 | 7.3 | 6.5 | 5.7 | 5 | 4.4 | 3.8 | 3.3 | 2.8 | 2 | 1 | 0 | 0 | 0 | 0 | 0 | 0 | 0 | 0 | 0 | 0 | 0 | 0 | 0 | 0 | 0 | 0 | 0 | 0 | 0 | 0 | 0 | 0 | 0
| 2010 | Water Cooled Chiller |  | RoomAirConditionerWithReverseCycleWithoutLouveredSides | 15 | Lessthan14kbtuh | Lessthan14kbtuh | Lessthan14kbtuh | Lessthan14kbtuh | Lessthan14kbtuh | Greaterthan14kbtuh | Greaterthan14kbtuh | Greaterthan14kbtuh | Greaterthan14kbtuh | Greaterthan14kbtuh | Greaterthan14kbtuh | [9 empty] | 9 | PTRoom | 9 | 14 | 13 | 12 | 11 | 10 | 9.1 | 8.2 | 7.3 | 6.5 | 5.7 | 5 | 4.4 | 3.8 | 3.3 | 2.8 | 2 | 1 | 0 | 0 | 0 | 0 | 0 | 0 | 0 | 0 | 0 | 0 | 0 | 0 | 0 | 0 | 0 | 0 | 0 | 0 | 0 | 0 | 0 | 0 | 0
| 2011 | Unitary Air Conditioner | PackagedTerminalAirConditioner | RoomAirConditionerCasementOnly | 16 | All | All | All | All | All | All | All | All | All | All | All | All | All | All | All | All | All | All | All | All | 9 | PTRoom | 9 | 14 | 13 | 12 | 11 | 10 | 9.1 | 8.2 | 7.3 | 6.5 | 5.7 | 5 | 4.4 | 3.8 | 3.3 | 2.8 | 2 | 1 | 0 | 0 | 0 | 0 | 0 | 0 | 0 | 0 | 0 | 0 | 0 | 0 | 0 | 0 | 0 | 0 | 0 | 0 | 0 | 0 | 0 | 0 | 0
| 2012 | Unitary Heat Pump | Standard Size | RoomAirConditionerCasementSlider | 17 | All | All | All | All | All | All | All | All | All | All | All | All | All | All | All | All | All | All | All | All | 9 | PTRoom | 9 | 14 | 13 | 12 | 11 | 10 | 9.1 | 8.2 | 7.3 | 6.5 | 5.7 | 5 | 4.4 | 3.8 | 3.3 | 2.8 | 2 | 1 | 0 | 0 | 0 | 0 | 0 | 0 | 0 | 0 | 0 | 0 | 0 | 0 | 0 | 0 | 0 | 0 | 0 | 0 | 0 | 0 | 0 | 0 | 0
| 2013 | Packaged Terminal Air Conditioner | Non Standard Size | SinglePackageVerticalAirConditioner | 18 | Lessthan65kbtuh | Lessthan65kbtuh | Lessthan65kbtuh | Lessthan65kbtuh | Lessthan65kbtuh | Lessthan65kbtuh | Lessthan65kbtuh | Lessthan65kbtuh | Lessthan65kbtuh | Lessthan65kbtuh | Lessthan65kbtuh | 65to135kbtuh | 135to240kbtuh | [7 empty] | 15 | DX | 15 | 14 | 13 | 12 | 11 | 10 | 9.1 | 8.2 | 7.3 | 6.5 | 5.7 | 5 | 4.4 | 3.8 | 3.3 | 2.8 | 2 | 1 | 0 | 0 | 0 | 0 | 0 | 0 | 0 | 0 | 0 | 0 | 0 | 0 | 0 | 0 | 0 | 0 | 0 | 0 | 0 | 0 | 0 | 0 | 0
| 2014 | Packaged Terminal Heat Pump |  | SinglePackageVerticalHeatPump | 19 | Lessthan65kbtuh | Lessthan65kbtuh | Lessthan65kbtuh | Lessthan65kbtuh | Lessthan65kbtuh | Lessthan65kbtuh | Lessthan65kbtuh | Lessthan65kbtuh | Lessthan65kbtuh | Lessthan65kbtuh | Lessthan65kbtuh | 65to135kbtuh | 135to240kbtuh | [7 empty] | 15 | DX | 15 | 14 | 13 | 12 | 11 | 10 | 9.1 | 8.2 | 7.3 | 6.5 | 5.7 | 5 | 4.4 | 3.8 | 3.3 | 2.8 | 2 | 1 | 0 | 0 | 0 | 0 | 0 | 0 | 0 | 0 | 0 | 0 | 0 | 0 | 0 | 0 | 0 | 0 | 0 | 0 | 0 | 0 | 0 | 0 | 0
| 2015 | Room Air Conditioner | PackagedTerminalHeatPump | VRFAirConditioner | 20 | Lessthan65kbtuh | Lessthan65kbtuh | Lessthan65kbtuh | Lessthan65kbtuh | Lessthan65kbtuh | Lessthan65kbtuh | Lessthan65kbtuh | Lessthan65kbtuh | Lessthan65kbtuh | Lessthan65kbtuh | Lessthan65kbtuh | 65to135kbtuh | 135to240kbtuh | Greaterthan240kbtuh | Greaterthan240kbtuh | Greaterthan240kbtuh | Greaterthan240kbtuh | Greaterthan240kbtuh | Greaterthan240kbtuh | Greaterthan240kbtuh | 15 | DX | 15 | 14 | 13 | 12 | 11 | 10 | 9.1 | 8.2 | 7.3 | 6.5 | 5.7 | 5 | 4.4 | 3.8 | 3.3 | 2.8 | 2 | 1 | 0 | 0 | 0 | 0 | 0 | 0 | 0 | 0 | 0 | 0 | 0 | 0 | 0 | 0 | 0 | 0 | 0 | 0 | 0 | 0 | 0 | 0 | 0
| 2016 | VRF Air Conditioner | Standard Size | VRFHeatPump | 21 | Lessthan65kbtuh | Lessthan65kbtuh | Lessthan65kbtuh | Lessthan65kbtuh | Lessthan65kbtuh | Lessthan65kbtuh | Lessthan65kbtuh | Lessthan65kbtuh | Lessthan65kbtuh | Lessthan65kbtuh | Lessthan65kbtuh | [9 empty] | 15 | DX | 15 | 14 | 13 | 12 | 11 | 10 | 9.1 | 8.2 | 7.3 | 6.5 | 5.7 | 5 | 4.4 | 3.8 | 3.3 | 2.8 | 2 | 1 | 0 | 0 | 0 | 0 | 0 | 0 | 0 | 0 | 0 | 0 | 0 | 0 | 0 | 0 | 0 | 0 | 0 | 0 | 0 | 0 | 0 | 0 | 0
| 2017 | VRF Heat Pump | Non Standard Size | VRFHeatPumpwithHeatRecovery | 22 | [11 empty] | 65to135kbtuh | 135to240kbtuh | Greaterthan240kbtuh | Greaterthan240kbtuh | Greaterthan240kbtuh | Greaterthan240kbtuh | Greaterthan240kbtuh | Greaterthan240kbtuh | Greaterthan240kbtuh | 15 | DX | 15 | 14 | 13 | 12 | 11 | 10 | 9.1 | 8.2 | 7.3 | 6.5 | 5.7 | 5 | 4.4 | 3.8 | 3.3 | 2.8 | 2 | 1 | 0 | 0 | 0 | 0 | 0 | 0 | 0 | 0 | 0 | 0 | 0 | 0 | 0 | 0 | 0 | 0 | 0 | 0 | 0 | 0 | 0 | 0 | 0
| 2018 | Single Package Vertical Air Conditioner |  | VRFHeatPumpwithoutHeatRecovery | 23 | [11 empty] | 65to135kbtuh | 135to240kbtuh | Greaterthan240kbtuh | Greaterthan240kbtuh | Greaterthan240kbtuh | Greaterthan240kbtuh | Greaterthan240kbtuh | Greaterthan240kbtuh | Greaterthan240kbtuh | 15 | DX | 15 | 14 | 13 | 12 | 11 | 10 | 9.1 | 8.2 | 7.3 | 6.5 | 5.7 | 5 | 4.4 | 3.8 | 3.3 | 2.8 | 2 | 1 | 0 | 0 | 0 | 0 | 0 | 0 | 0 | 0 | 0 | 0 | 0 | 0 | 0 | 0 | 0 | 0 | 0 | 0 | 0 | 0 | 0 | 0 | 0
| 2019 | Single Package Vertical Heat Pump | VRFHeatPump | PackagedTerminalAirConditionerStandardSize | 24 | Lessthan7kbtuh | Lessthan7kbtuh | 7kbtuhto15kbtuh | 7kbtuhto15kbtuh | 7kbtuhto15kbtuh | 7kbtuhto15kbtuh | Greaterthan15kbtuh | Greaterthan15kbtuh | Greaterthan15kbtuh | Greaterthan15kbtuh | Greaterthan15kbtuh | Greaterthan15kbtuh | [8 empty] | 15 | PTRoom | 15 | 14 | 13 | 12 | 11 | 10 | 9.1 | 8.2 | 7.3 | 6.5 | 5.7 | 5 | 4.4 | 3.8 | 3.3 | 2.8 | 2 | 1 | 0 | 0 | 0 | 0 | 0 | 0 | 0 | 0 | 0 | 0 | 0 | 0 | 0 | 0 | 0 | 0 | 0 | 0 | 0 | 0 | 0 | 0 | 0
| 2020 |  | without Heat Recovery | PackagedTerminalAirConditionerNonStandardSize | 25 | Lessthan7kbtuh | Lessthan7kbtuh | 7kbtuhto15kbtuh | 7kbtuhto15kbtuh | 7kbtuhto15kbtuh | 7kbtuhto15kbtuh | Greaterthan15kbtuh | Greaterthan15kbtuh | Greaterthan15kbtuh | Greaterthan15kbtuh | Greaterthan15kbtuh | Greaterthan15kbtuh | [8 empty] | 15 | PTRoom | 15 | 14 | 13 | 12 | 11 | 10 | 9.1 | 8.2 | 7.3 | 6.5 | 5.7 | 5 | 4.4 | 3.8 | 3.3 | 2.8 | 2 | 1 | 0 | 0 | 0 | 0 | 0 | 0 | 0 | 0 | 0 | 0 | 0 | 0 | 0 | 0 | 0 | 0 | 0 | 0 | 0 | 0 | 0 | 0 | 0
| 2021 | OKEquipmentType | with Heat Recovery | PackagedTerminalHeatPumpStandardSize | 26 | Lessthan7kbtuh | Lessthan7kbtuh | 7kbtuhto15kbtuh | 7kbtuhto15kbtuh | 7kbtuhto15kbtuh | 7kbtuhto15kbtuh | Greaterthan15kbtuh | Greaterthan15kbtuh | Greaterthan15kbtuh | Greaterthan15kbtuh | Greaterthan15kbtuh | Greaterthan15kbtuh | [8 empty] | 15 | PTRoom | 15 | 14 | 13 | 12 | 11 | 10 | 9.1 | 8.2 | 7.3 | 6.5 | 5.7 | 5 | 4.4 | 3.8 | 3.3 | 2.8 | 2 | 1 | 0 | 0 | 0 | 0 | 0 | 0 | 0 | 0 | 0 | 0 | 0 | 0 | 0 | 0 | 0 | 0 | 0 | 0 | 0 | 0 | 0 | 0 | 0
| 2022 | Air Cooled Chiller |  | PackagedTerminalHeatPumpNonStandardSize | 27 | Lessthan7kbtuh | Lessthan7kbtuh | 7kbtuhto15kbtuh | 7kbtuhto15kbtuh | 7kbtuhto15kbtuh | 7kbtuhto15kbtuh | Greaterthan15kbtuh | Greaterthan15kbtuh | Greaterthan15kbtuh | Greaterthan15kbtuh | Greaterthan15kbtuh | Greaterthan15kbtuh | [8 empty] | 15 | PTRoom | 15 | 14 | 13 | 12 | 11 | 10 | 9.1 | 8.2 | 7.3 | 6.5 | 5.7 | 5 | 4.4 | 3.8 | 3.3 | 2.8 | 2 | 1 | 0 | 0 | 0 | 0 | 0 | 0 | 0 | 0 | 0 | 0 | 0 | 0 | 0 | 0 | 0 | 0 | 0 | 0 | 0 | 0 | 0 | 0 | 0
| 2023 | Water Cooled Chiller | GeothermalAirConditioner | GeothermalAirConditionerWaterCooled | 28 | Lessthan65kbtuh | Lessthan65kbtuh | Lessthan65kbtuh | Lessthan65kbtuh | Lessthan65kbtuh | Lessthan65kbtuh | Lessthan65kbtuh | Lessthan65kbtuh | Lessthan65kbtuh | Lessthan65kbtuh | Lessthan65kbtuh | 65to135kbtuh | 135to240kbtuh | 240to760kbtuh | Greaterthan760kbtuh | Greaterthan760kbtuh | Greaterthan760kbtuh | Greaterthan760kbtuh | Greaterthan760kbtuh | Greaterthan760kbtuh | 15 | DX | 15 | 0 | 0 | 0 | 0 | 0 | 0 | 0 | 0 | 0 | 0 | 0 | 0 | 0 | 0 | 0 | 0 | 0 | 0 | 0 | 0 | 0 | 0 | 0 | 0 | 0 | 0 | 0 | 0 | 0 | 0 | 0 | 0 | 0 | 0 | 0 | 0 | 0 | 0 | 0 | 0
| 2024 | Unitary Air Conditioner | Water Cooled | GeothermalAirConditionerEvaporativelyCooled | 29 | Lessthan65kbtuh | Lessthan65kbtuh | Lessthan65kbtuh | Lessthan65kbtuh | Lessthan65kbtuh | Lessthan65kbtuh | Lessthan65kbtuh | Lessthan65kbtuh | Lessthan65kbtuh | Lessthan65kbtuh | Lessthan65kbtuh | 65to135kbtuh | 135to240kbtuh | 240to760kbtuh | Greaterthan760kbtuh | Greaterthan760kbtuh | Greaterthan760kbtuh | Greaterthan760kbtuh | Greaterthan760kbtuh | Greaterthan760kbtuh | 15 | DX | 15 | 0 | 0 | 0 | 0 | 0 | 0 | 0 | 0 | 0 | 0 | 0 | 0 | 0 | 0 | 0 | 0 | 0 | 0 | 0 | 0 | 0 | 0 | 0 | 0 | 0 | 0 | 0 | 0 | 0 | 0 | 0 | 0 | 0 | 0 | 0 | 0 | 0 | 0 | 0 | 0
| 2025 | Unitary Heat Pump | Evaporatively Cooled | GeothermalHeatPumpWatertoAirWaterLoop | 30 | Lessthan17kbtuh | Lessthan17kbtuh | Lessthan17kbtuh | Lessthan17kbtuh | Lessthan17kbtuh | Lessthan17kbtuh | Lessthan17kbtuh | 17to65kbtuh | 17to65kbtuh | 17to65kbtuh | 17to65kbtuh | 65to135kbtuh | [8 empty] | 15 | DX | 15 | 0 | 0 | 0 | 0 | 0 | 0 | 0 | 0 | 0 | 0 | 0 | 0 | 0 | 0 | 0 | 0 | 0 | 0 | 0 | 0 | 0 | 0 | 0 | 0 | 0 | 0 | 0 | 0 | 0 | 0 | 0 | 0 | 0 | 0 | 0 | 0 | 0 | 0 | 0 | 0
|  | Packaged Terminal Air Conditioner |  | GeothermalHeatPumpWatertoAirGroundWater | 31 | Lessthan65kbtuh | Lessthan65kbtuh | Lessthan65kbtuh | Lessthan65kbtuh | Lessthan65kbtuh | Lessthan65kbtuh | Lessthan65kbtuh | Lessthan65kbtuh | Lessthan65kbtuh | Lessthan65kbtuh | Lessthan65kbtuh | 65to135kbtuh | [8 empty] | 15 | DX | 15 | 0 | 0 | 0 | 0 | 0 | 0 | 0 | 0 | 0 | 0 | 0 | 0 | 0 | 0 | 0 | 0 | 0 | 0 | 0 | 0 | 0 | 0 | 0 | 0 | 0 | 0 | 0 | 0 | 0 | 0 | 0 | 0 | 0 | 0 | 0 | 0 | 0 | 0 | 0 | 0
|  | Packaged Terminal Heat Pump | GeothermalHeatPump | GeothermalHeatPumpBrinetoAirGroundLoop | 32 | Lessthan65kbtuh | Lessthan65kbtuh | Lessthan65kbtuh | Lessthan65kbtuh | Lessthan65kbtuh | Lessthan65kbtuh | Lessthan65kbtuh | Lessthan65kbtuh | Lessthan65kbtuh | Lessthan65kbtuh | Lessthan65kbtuh | 65to135kbtuh | [8 empty] | 15 | DX | 15 | 0 | 0 | 0 | 0 | 0 | 0 | 0 | 0 | 0 | 0 | 0 | 0 | 0 | 0 | 0 | 0 | 0 | 0 | 0 | 0 | 0 | 0 | 0 | 0 | 0 | 0 | 0 | 0 | 0 | 0 | 0 | 0 | 0 | 0 | 0 | 0 | 0 | 0 | 0 | 0
|  | Geothermal Air Conditioner | Water to Air / Water Loop | GeothermalHeatPumpWatertoWaterWaterLoop | 33 | Lessthan65kbtuh | Lessthan65kbtuh | Lessthan65kbtuh | Lessthan65kbtuh | Lessthan65kbtuh | Lessthan65kbtuh | Lessthan65kbtuh | Lessthan65kbtuh | Lessthan65kbtuh | Lessthan65kbtuh | Lessthan65kbtuh | 65to135kbtuh | [8 empty] | 15 | DX | 15 | 0 | 0 | 0 | 0 | 0 | 0 | 0 | 0 | 0 | 0 | 0 | 0 | 0 | 0 | 0 | 0 | 0 | 0 | 0 | 0 | 0 | 0 | 0 | 0 | 0 | 0 | 0 | 0 | 0 | 0 | 0 | 0 | 0 | 0 | 0 | 0 | 0 | 0 | 0 | 0
|  | Geothermal Heat Pump | Water to Air / Ground Water | GeothermalHeatPumpWatertoWaterGroundWater | 34 | Lessthan65kbtuh | Lessthan65kbtuh | Lessthan65kbtuh | Lessthan65kbtuh | Lessthan65kbtuh | Lessthan65kbtuh | Lessthan65kbtuh | Lessthan65kbtuh | Lessthan65kbtuh | Lessthan65kbtuh | Lessthan65kbtuh | 65to135kbtuh | [8 empty] | 15 | DX | 15 | 0 | 0 | 0 | 0 | 0 | 0 | 0 | 0 | 0 | 0 | 0 | 0 | 0 | 0 | 0 | 0 | 0 | 0 | 0 | 0 | 0 | 0 | 0 | 0 | 0 | 0 | 0 | 0 | 0 | 0 | 0 | 0 | 0 | 0 | 0 | 0 | 0 | 0 | 0 | 0
|  |  | Brine to Air / Ground Loop | GeothermalHeatPumpBrinetoWaterGroundLoop | 35 | Lessthan65kbtuh | Lessthan65kbtuh | Lessthan65kbtuh | Lessthan65kbtuh | Lessthan65kbtuh | Lessthan65kbtuh | Lessthan65kbtuh | Lessthan65kbtuh | Lessthan65kbtuh | Lessthan65kbtuh | Lessthan65kbtuh | 65to135kbtuh | [8 empty] | 15 | DX | 15 | 0 | 0 | 0 | 0 | 0 | 0 | 0 | 0 | 0 | 0 | 0 | 0 | 0 | 0 | 0 | 0 | 0 | 0 | 0 | 0 | 0 | 0 | 0 | 0 | 0 | 0 | 0 | 0 | 0 | 0 | 0 | 0 | 0 | 0 | 0 | 0 | 0 | 0 | 0 | 0
|  |  | Water to Water / Water Loop | ComputerRoomACAirCooledDownflow | 36 | Lessthan65kbtuh | Lessthan65kbtuh | Lessthan65kbtuh | Lessthan65kbtuh | Lessthan65kbtuh | Lessthan65kbtuh | Lessthan65kbtuh | Lessthan65kbtuh | Lessthan65kbtuh | Lessthan65kbtuh | Lessthan65kbtuh | 65to240kbtuh | 65to240kbtuh | Greaterthan240kbtuh | [6 empty] | 15 | DX | 15 | 0 | 0 | 0 | 0 | 0 | 0 | 0 | 0 | 0 | 0 | 0 | 0 | 0 | 0 | 0 | 0 | 0 | 0 | 0 | 0 | 0 | 0 | 0 | 0 | 0 | 0 | 0 | 0 | 0 | 0 | 0 | 0 | 0 | 0 | 0 | 0 | 0 | 0 | 0 | 0
|  |  | Water to Water / Ground Water | ComputerRoomACAirCooledUpflow | 37 | Lessthan65kbtuh | Lessthan65kbtuh | Lessthan65kbtuh | Lessthan65kbtuh | Lessthan65kbtuh | Lessthan65kbtuh | Lessthan65kbtuh | Lessthan65kbtuh | Lessthan65kbtuh | Lessthan65kbtuh | Lessthan65kbtuh | 65to240kbtuh | 65to240kbtuh | Greaterthan240kbtuh | [6 empty] | 15 | DX | 15 | 0 | 0 | 0 | 0 | 0 | 0 | 0 | 0 | 0 | 0 | 0 | 0 | 0 | 0 | 0 | 0 | 0 | 0 | 0 | 0 | 0 | 0 | 0 | 0 | 0 | 0 | 0 | 0 | 0 | 0 | 0 | 0 | 0 | 0 | 0 | 0 | 0 | 0 | 0 | 0
|  |  | Brine to Water / Ground Loop | ComputerRoomACWaterCooledDownflow | 38 | Lessthan65kbtuh | Lessthan65kbtuh | Lessthan65kbtuh | Lessthan65kbtuh | Lessthan65kbtuh | Lessthan65kbtuh | Lessthan65kbtuh | Lessthan65kbtuh | Lessthan65kbtuh | Lessthan65kbtuh | Lessthan65kbtuh | 65to240kbtuh | 65to240kbtuh | Greaterthan240kbtuh | [6 empty] | 15 | DX | 15 | 0 | 0 | 0 | 0 | 0 | 0 | 0 | 0 | 0 | 0 | 0 | 0 | 0 | 0 | 0 | 0 | 0 | 0 | 0 | 0 | 0 | 0 | 0 | 0 | 0 | 0 | 0 | 0 | 0 | 0 | 0 | 0 | 0 | 0 | 0 | 0 | 0 | 0 | 0 | 0
|  |  |  | ComputerRoomACWaterCooledUpflow | 39 | Lessthan65kbtuh | Lessthan65kbtuh | Lessthan65kbtuh | Lessthan65kbtuh | Lessthan65kbtuh | Lessthan65kbtuh | Lessthan65kbtuh | Lessthan65kbtuh | Lessthan65kbtuh | Lessthan65kbtuh | Lessthan65kbtuh | 65to240kbtuh | 65to240kbtuh | Greaterthan240kbtuh | [6 empty] | 15 | DX | 15 | 0 | 0 | 0 | 0 | 0 | 0 | 0 | 0 | 0 | 0 | 0 | 0 | 0 | 0 | 0 | 0 | 0 | 0 | 0 | 0 | 0 | 0 | 0 | 0 | 0 | 0 | 0 | 0 | 0 | 0 | 0 | 0 | 0 | 0 | 0 | 0 | 0 | 0 | 0 | 0
|  |  | GeothermalAirConditionerHeatingType | ComputerRoomACWaterCooledwithFluidEconomizerDownflow | 40 | Lessthan65kbtuh | Lessthan65kbtuh | Lessthan65kbtuh | Lessthan65kbtuh | Lessthan65kbtuh | Lessthan65kbtuh | Lessthan65kbtuh | Lessthan65kbtuh | Lessthan65kbtuh | Lessthan65kbtuh | Lessthan65kbtuh | 65to240kbtuh | 65to240kbtuh | Greaterthan240kbtuh | [6 empty] | 15 | DX | 15 | 0 | 0 | 0 | 0 | 0 | 0 | 0 | 0 | 0 | 0 | 0 | 0 | 0 | 0 | 0 | 0 | 0 | 0 | 0 | 0 | 0 | 0 | 0 | 0 | 0 | 0 | 0 | 0 | 0 | 0 | 0 | 0 | 0 | 0 | 0 | 0 | 0 | 0 | 0 | 0
|  |  | Elec Res or None | ComputerRoomACWaterCooledwithFluidEconomizerUpflow | 41 | Lessthan65kbtuh | Lessthan65kbtuh | Lessthan65kbtuh | Lessthan65kbtuh | Lessthan65kbtuh | Lessthan65kbtuh | Lessthan65kbtuh | Lessthan65kbtuh | Lessthan65kbtuh | Lessthan65kbtuh | Lessthan65kbtuh | 65to240kbtuh | 65to240kbtuh | GreaterThan240kbtuh | [6 empty] | 15 | DX | 15 | 0 | 0 | 0 | 0 | 0 | 0 | 0 | 0 | 0 | 0 | 0 | 0 | 0 | 0 | 0 | 0 | 0 | 0 | 0 | 0 | 0 | 0 | 0 | 0 | 0 | 0 | 0 | 0 | 0 | 0 | 0 | 0 | 0 | 0 | 0 | 0 | 0 | 0 | 0 | 0
|  |  | Other | ComputerRoomACGlycolCooledDownflow | 42 | Lessthan65kbtuh | Lessthan65kbtuh | Lessthan65kbtuh | Lessthan65kbtuh | Lessthan65kbtuh | Lessthan65kbtuh | Lessthan65kbtuh | Lessthan65kbtuh | Lessthan65kbtuh | Lessthan65kbtuh | Lessthan65kbtuh | 65to240kbtuh | 65to240kbtuh | GreaterThan240kbtuh | [6 empty] | 15 | DX | 15 | 0 | 0 | 0 | 0 | 0 | 0 | 0 | 0 | 0 | 0 | 0 | 0 | 0 | 0 | 0 | 0 | 0 | 0 | 0 | 0 | 0 | 0 | 0 | 0 | 0 | 0 | 0 | 0 | 0 | 0 | 0 | 0 | 0 | 0 | 0 | 0 | 0 | 0 | 0 | 0
|  |  |  | ComputerRoomACGlycolCooledUpflow | 43 | Lessthan65kbtuh | Lessthan65kbtuh | Lessthan65kbtuh | Lessthan65kbtuh | Lessthan65kbtuh | Lessthan65kbtuh | Lessthan65kbtuh | Lessthan65kbtuh | Lessthan65kbtuh | Lessthan65kbtuh | Lessthan65kbtuh | 65to240kbtuh | 65to240kbtuh | GreaterThan240kbtuh | [6 empty] | 15 | DX | 15 | 0 | 0 | 0 | 0 | 0 | 0 | 0 | 0 | 0 | 0 | 0 | 0 | 0 | 0 | 0 | 0 | 0 | 0 | 0 | 0 | 0 | 0 | 0 | 0 | 0 | 0 | 0 | 0 | 0 | 0 | 0 | 0 | 0 | 0 | 0 | 0 | 0 | 0 | 0 | 0
|  |  | UnitaryAirConditioner | ComputerRoomACAirCooledwithFluidEconomizerDownflow | 44 | Lessthan65kbtuh | Lessthan65kbtuh | Lessthan65kbtuh | Lessthan65kbtuh | Lessthan65kbtuh | Lessthan65kbtuh | Lessthan65kbtuh | Lessthan65kbtuh | Lessthan65kbtuh | Lessthan65kbtuh | Lessthan65kbtuh | 65to240kbtuh | 65to240kbtuh | Greaterthan240kbtuh | [7 empty] | DX | 15
|  |  | Split | ComputerRoomACAirCooledwithFluidEconomizerUpflow | 45 | Lessthan65kbtuh | Lessthan65kbtuh | Lessthan65kbtuh | Lessthan65kbtuh | Lessthan65kbtuh | Lessthan65kbtuh | Lessthan65kbtuh | Lessthan65kbtuh | Lessthan65kbtuh | Lessthan65kbtuh | Lessthan65kbtuh | 65to240kbtuh | 65to240kbtuh | Greaterthan240kbtuh | [7 empty] | DX | 15
|  |  | Packaged | ComputerRoomACGlycolCooledwithFluidEconomizerDownflow | 46 | Lessthan65kbtuh | Lessthan65kbtuh | Lessthan65kbtuh | Lessthan65kbtuh | Lessthan65kbtuh | Lessthan65kbtuh | Lessthan65kbtuh | Lessthan65kbtuh | Lessthan65kbtuh | Lessthan65kbtuh | Lessthan65kbtuh | 65to240kbtuh | 65to240kbtuh | Greaterthan240kbtuh | [7 empty] | DX | 15
|  |  |  | ComputerRoomACGlycolCooledwithFluidEconomizerUpflow | 47 | Lessthan65kbtuh | Lessthan65kbtuh | Lessthan65kbtuh | Lessthan65kbtuh | Lessthan65kbtuh | Lessthan65kbtuh | Lessthan65kbtuh | Lessthan65kbtuh | Lessthan65kbtuh | Lessthan65kbtuh | Lessthan65kbtuh | 65to240kbtuh | 65to240kbtuh | Greaterthan240kbtuh | [7 empty] | DX | 15
UnitaryHeatPump
|  |  | Split | DSMT RTID & EM Lookup Table |  | TXCPS EnergyCommercial & IndustrialPROD |  | TXCPS EnergyCommercial & IndustrialUAT |  | TXCPS EnergySchools & InstitutionsPROD |  | TXCPS EnergySchools & InstitutionsUAT |  | TXCPS EnergySmall BusinessPROD |  | TXCPS EnergySmall BusinessUAT |  | OKOklahoma Gas & ElectricLarge C&IPROD |  | OKOklahoma Gas & ElectricLarge C&IUAT |  | OKOklahoma Gas & ElectricSchools & GovtPROD |  | OKOklahoma Gas & ElectricSchools & GovtUAT |  | OKOklahoma Gas & ElectricSmall BusinessPROD |  | OKOklahoma Gas & ElectricSmall BusinessUAT | RUL 2: AROklahoma Gas & ElectricSmall BusinessPROD; RUL 4: AROklahoma Gas & ElectricSmall BusinessUAT; RUL 6: AROklahoma Gas & ElectricCommercial Standard Offer ProgramPROD; RUL 8: AROklahoma Gas & ElectricCommercial Standard Offer ProgramUAT
|  |  | Packaged | Equipment Type: |  | EligibleMeasure | RecordType | EligibleMeasure | RecordType | EligibleMeasure | RecordType | EligibleMeasure | RecordType | EligibleMeasure | RecordType | EligibleMeasure | RecordType | EligibleMeasure | RecordType | EligibleMeasure | RecordType | EligibleMeasure | RecordType | EligibleMeasure | RecordType | EligibleMeasure | RecordType | EligibleMeasure | RUL 1: RecordType; RUL 2: EligibleMeasure; RUL 3: RecordType; RUL 4: EligibleMeasure; RUL 5: RecordType; RUL 6: EligibleMeasure; RUL 7: RecordType; RUL 8: EligibleMeasure; RUL 9: RecordType
|  |  |  | Air Cooled Chiller |  | a1r3u0000069BuYAAU | 0123u000000aP62AAE | a1r79000000A5lH | 012790000004Q0IAAU | a1r3u0000069DASAA2 | 0123u000000aP62AAE | a1r79000000A6X3AAK | 012790000004Q0IAAU |  |  |  |  | a1r6A000000RmnmQAC | 0126A000000BLEeQAO | a1r6A000000RmnmQAC | 0126A000000BLEeQAO | a1r6A000000RmnkQAC | 0126A000000BLEiQAO | a1r6A000000RmnkQAC | 0126A000000BLEiQAO
|  |  | UnitaryAirConditionerHeatingType | Water Cooled Chiller |  | a1r3u0000069BuQAAU | 0123u000000aP62AAE | a1r79000000A5kd | 012790000004Q0IAAU | a1r3u0000069DAUAA2 | 0123u000000aP62AAE | a1r79000000A6XDAA0 | 012790000004Q0IAAU |  |  |  |  | a1r6A000000Rmn9QAC | 0126A000000BLG9QAO | a1r6A000000Rmn9QAC | 0126A000000BLG9QAO | a1r6A000000RmnAQAS | 0126A000000BLGDQA4 | a1r6A000000RmnAQAS | 0126A000000BLGDQA4
|  |  | Elec Res or None | Unitary Air Conditioner |  | a1r3u0000069BuPAAU | 0123u000000aP63AAE | a1r79000000A5kY | 012790000004Q0JAAU | a1r3u0000069DB2AAM | 0123u000000aP63AAE | a1r79000000A6X8AAK | 012790000004Q0JAAU |  |  |  |  | a1r6A000000Rmn0QAC | 0126A000000BLFwQAO | a1r6A000000Rmn0QAC | 0126A000000BLFwQAO | a1r6A000000Rmn3QAC | 0126A000000BLFxQAO | a1r6A000000Rmn3QAC | 0126A000000BLFxQAO
|  |  | Other | Unitary Heat Pump |  | a1r3u0000069BuNAAU | 0123u000000aP63AAE | a1r79000000A5kO | 012790000004Q0JAAU | a1r3u0000069DB4AAM | 0123u000000aP63AAE | a1r79000000A6XIAA0 | 012790000004Q0JAAU |  |  |  |  | a1r6A000000Rmn1QAC | 0126A000000BLFzQAO | a1r6A000000Rmn1QAC | 0126A000000BLFzQAO | a1r6A000000Rmn4QAC | 0126A000000BLG0QAO | a1r6A000000Rmn4QAC | 0126A000000BLG0QAO
|  |  |  | Packaged Terminal Air Conditioner |  | a1r3u0000069BuVAAU | 0123u000000aP64AAE | a1r79000000A5l2 | 012790000004Q0PAAU | a1r3u0000069DBVAA2 | 0123u000000aP64AAE | a1r79000000A6Y1AAK | 012790000004Q0PAAU |  |  |  |  | a1r6A000000Rmn2QAC | 0126A000000BLFXQA4 | a1r6A000000Rmn2QAC | 0126A000000BLFXQA4 | a1r6A000000Rmn5QAC | 0126A000000BLFYQA4 | a1r6A000000Rmn5QAC | 0126A000000BLFYQA4
|  |  | UnitaryHeatPumpHeatingType | Packaged Terminal Heat Pump |  | a1r3u0000069BuOAAU | 0123u000000aP64AAE | a1r79000000A5kT | 012790000004Q0PAAU | a1r3u0000069DBXAA2 | 0123u000000aP64AAE | a1r79000000A6WZAA0 | 012790000004Q0PAAU |  |  |  |  | a1r6A000000RmnhQAC | 0126A000000BLFaQAO | a1r6A000000RmnhQAC | 0126A000000BLFaQAO | a1r6A000000RmneQAC | 0126A000000BLFbQAO | a1r6A000000RmneQAC | 0126A000000BLFbQAO
|  |  | Elec Res or None | Room Air Conditioner |  | a1r3u0000069BuLAAU | 0123u000000aP64AAE | a1r79000000A5kE | 012790000004Q0PAAU | a1r3u0000069DBdAAM | 0123u000000aP64AAE | a1r79000000A6WeAAK | 012790000004Q0PAAU
|  |  | Other | VRF Air Conditioner |  | a1r3u0000069BuPAAU | 0123u000000aP63AAE | a1r79000000A5kY | 012790000004Q0JAAU | a1r3u0000069DB2AAM | 0123u000000aP63AAE | a1r79000000A6X8AAK | 012790000004Q0JAAU
|  |  |  | VRF Heat Pump |  | a1r3u0000069BuNAAU | 0123u000000aP63AAE | a1r79000000A5kO | 012790000004Q0JAAU | a1r3u0000069DB4AAM | 0123u000000aP63AAE | a1r79000000A6XIAA0 | 012790000004Q0JAAU
|  |  | ComputerRoomAC | Computer Room AC |  | a1r3u0000069BuPAAU | 0123u000000aP63AAE | a1r79000000A5kY | 012790000004Q0JAAU | a1r3u0000069DB2AAM | 0123u000000aP63AAE | a1r79000000A6X8AAK | 012790000004Q0JAAU
|  |  | Air Cooled / Downflow | Single Package Vertical Air Conditioner |  | a1r3u0000069BuPAAU | 0123u000000aP63AAE | a1r79000000A5kY | 012790000004Q0JAAU | a1r3u0000069DB2AAM | 0123u000000aP63AAE | a1r79000000A6X8AAK | 012790000004Q0JAAU
|  |  | Air Cooled / Upflow | Single Package Vertical Heat Pump |  | a1r3u0000069BuNAAU | 0123u000000aP63AAE | a1r79000000A5kO | 012790000004Q0JAAU | a1r3u0000069DB4AAM | 0123u000000aP63AAE | a1r79000000A6XIAA0 | 012790000004Q0JAAU
|  |  | Air Cooled with Fluid Economizer / Downflow | Geothermal Air Conditioner |  | a1r3u0000069BuPAAU | 0123u000000aP63AAE | a1r79000000A5kY | 012790000004Q0JAAU | a1r3u0000069DB2AAM | 0123u000000aP63AAE | a1r79000000A6X8AAK | 012790000004Q0JAAU
|  |  | Air Cooled with Fluid Economizer / Upflow | Geothermal Heat Pump |  | a1r3u0000069BuNAAU | 0123u000000aP63AAE | a1r79000000A5kO | 012790000004Q0JAAU | a1r3u0000069DB4AAM | 0123u000000aP63AAE | a1r79000000A6XIAA0 | 012790000004Q0JAAU
Water Cooled / Downflow
Water Cooled / Upflow
Water Cooled with Fluid Economizer / Downflow
Water Cooled with Fluid Economizer / Upflow
Glycol Cooled / Downflow
Glycol Cooled / Upflow
Glycol Cooled with Fluid Economizer / Downflow
Glycol Cooled with Fluid Economizer / Upflow

## County to Zone (hidden)
AR |  | OK |  | TX
County | Zone | County | Zone | County | Zone
Arkansas | 6 | Adair | 8 | Anderson | 2
Ashley | 6 | Alfalfa | 9 | Andrews | 2
Baxter | 9 | Atoka | 7 | Angelina | 2
Benton | 9 | Beaver | 9 | Aransas | 4
Boone | 9 | Beckham | 8 | Archer | 2
Bradley | 6 | Blaine | 8 | Armstrong | 1
Calhoun | 6 | Bryan | 7 | Atascosa | 3
Carroll | 9 | Caddo | 8 | Austin | 3
Chicot | 6 | Canadian | 8 | Bailey | 1
Clark | 6 | Carter | 6 | Bandera | 2
Clay | 8 | Cherokee | 8 | Bastrop | 3
Cleburne | 8 | Choctaw | 6 | Baylor | 2
Cleveland | 6 | Cimarron | 9 | Bee | 3
Columbia | 6 | Cleveland | 7 | Bell | 2
Conway | 7 | Coal | 7 | Bexar | 3
Craighead | 8 | Comanche | 7 | Blanco | 2
Crawford | 8 | Cotton | 7 | Borden | 2
Crittenden | 7 | Craig | 9 | Bosque | 2
Cross | 7 | Creek | 8 | Bowie | 2
Dallas | 6 | Cluster | 8 | Brazoria | 3
Desha | 6 | Deleware | 8 | Brazos | 3
Drew | 6 | Dewey | 9 | Brewster | 2
Faulkner | 7 | Ellis | 9 | Briscoe | 1
Franklin | 8 | Garfield | 8 | Brooks | 4
Fulton | 8 | Garvin | 7 | Brown | 2
Garland | 7 | Grady | 7 | Burleson | 3
Grant | 6 | Grant | 9 | Burnet | 2
Greene | 8 | Greer | 7 | Caldwell | 3
Hempstead | 7 | Harmon | 7 | Calhoun | 4
Hot Spring | 7 | Harper | 9 | Callahan | 2
Howard | 7 | Haskell | 7 | Cameron | 4
Independence | 8 | Hughes | 7 | Camp | 2
Izard | 8 | Jackson | 7 | Carson | 1
Jackson | 8 | Jefferson | 6 | Cass | 2
Jefferson | 6 | Johnston | 6 | Castro | 1
Johnson | 8 | Kay | 9 | Chambers | 3
Lafayette | 6 | Kingfisher | 8 | Cherokee | 2
Lawrence | 8 | Kiowa | 7 | Childress | 1
Lee | 7 | Latimer | 7 | Clay | 2
Lincoln | 6 | Le Flore | 7 | Cochran | 1
Little River | 6 | Lincoln | 7 | Coke | 2
Logan | 7 | Logan | 8 | Coleman | 2
Lonoke | 7 | Love | 6 | Collin | 2
Madison | 9 | Major | 9 | Collingsworth | 1
Marion | 9 | Marshall | 6 | Colorado | 3
Miller | 6 | Mayes | 8 | Comal | 3
Mississippi | 8 | McClain | 7 | Comanche | 2
Monroe | 7 | McCurtain | 7 | Concho | 2
Montgomery | 8 | McIntosh | 7 | Cooke | 2
Nevada | 6 | Murray | 7 | Coryell | 2
Newton | 9 | Muskogee | 7 | Cottle | 1
Ouachita | 6 | Noble | 8 | Crane | 2
Perry | 7 | Nowata | 9 | Crockett | 2
Phillips | 7 | Okfuskee | 7 | Crosby | 1
Pike | 7 | Oklahoma | 8 | Culberson | 2
Poinsett | 8 | Okmulgee | 8 | Dallam | 1
Polk | 8 | Osage | 8 | Dallas | 2
Pope | 8 | Ottawa | 9 | Dawson | 2
Prairie | 7 | Pawnee | 8 | De Witt | 3
Pulaski | 7 | Payne | 8 | Deaf Smith | 1
Randolph | 8 | Pittsburg | 7 | Delta | 2
Saline | 7 | Pontotoc | 7 | Denton | 2
Scott | 7 | Pottawatomie | 7 | Dickens | 1
Searcy | 9 | Pushmataha | 6 | Dimmit | 3
Sebastian | 8 | Roger Mills | 9 | Donley | 1
Sevier | 7 | Rogers | 9 | Duval | 4
Sharp | 8 | Seminole | 7 | Eastland | 2
St. Francis | 7 | Sequoyah | 7 | Ector | 2
Stone | 9 | Stephens | 7 | Edwards | 2
Union | 6 | Texas | 9 | El Paso | 5
Van Buren | 8 | Tillman | 7 | Ellis | 2
Washington | 9 | Tulsa | 8 | Erath | 2
White | 7 | Wagoner | 8 | Falls | 2
Woodruff | 7 | Washington | 9 | Fannin | 2
Yell | 7 | Washita | 8 | Fayette | 3
|  | Woods | 9 | Fisher | 2
|  | Woodward | 9 | Floyd | 1
|  |  |  | Foard | 1
|  |  |  | Fort Bend | 3
|  |  |  | Franklin | 2
|  |  |  | Freestone | 2
|  |  |  | Frio | 3
|  |  |  | Gaines | 1
|  |  |  | Galveston | 3
|  |  |  | Garza | 1
|  |  |  | Gillespie | 2
|  |  |  | Glasscock | 2
|  |  |  | Goliad | 3
|  |  |  | Gonzales | 3
|  |  |  | Gray | 1
|  |  |  | Grayson | 2
|  |  |  | Gregg | 2
|  |  |  | Grimes | 3
|  |  |  | Guadalupe | 3
|  |  |  | Hale | 1
|  |  |  | Hall | 1
|  |  |  | Hamilton | 2
|  |  |  | Hansford | 1
|  |  |  | Hardeman | 1
|  |  |  | Hardin | 3
|  |  |  | Harris | 3
|  |  |  | Harrison | 2
|  |  |  | Hartley | 1
|  |  |  | Haskell | 2
|  |  |  | Hays | 2
|  |  |  | Hemphill | 1
|  |  |  | Henderson | 2
|  |  |  | Hidalgo | 4
|  |  |  | Hill | 2
|  |  |  | Hockley | 1
|  |  |  | Hood | 2
|  |  |  | Hopkins | 2
|  |  |  | Houston | 3
|  |  |  | Howard | 2
|  |  |  | Hudspeth | 5
|  |  |  | Hunt | 2
|  |  |  | Hutchinson | 1
|  |  |  | Irion | 2
|  |  |  | Jack | 2
|  |  |  | Jackson | 3
|  |  |  | Jasper | 2
|  |  |  | Jeff Davis | 2
|  |  |  | Jefferson | 3
|  |  |  | Jim Hogg | 4
|  |  |  | Jim Wells | 4
|  |  |  | Johnson | 2
|  |  |  | Jones | 2
|  |  |  | Karnes | 3
|  |  |  | Kaufman | 2
|  |  |  | Kendall | 2
|  |  |  | Kenedy | 4
|  |  |  | Kent | 1
|  |  |  | Kerr | 2
|  |  |  | Kimble | 2
|  |  |  | King | 1
|  |  |  | Kinney | 3
|  |  |  | Kleberg | 4
|  |  |  | Knox | 1
|  |  |  | La Salle | 3
|  |  |  | Lamar | 2
|  |  |  | Lamb | 1
|  |  |  | Lampasas | 2
|  |  |  | Lavaca | 3
|  |  |  | Lee | 3
|  |  |  | Leon | 2
|  |  |  | Liberty | 3
|  |  |  | Limestone | 2
|  |  |  | Lipscomb | 1
|  |  |  | Live Oak | 3
|  |  |  | Llano | 2
|  |  |  | Loving | 2
|  |  |  | Lubbock | 1
|  |  |  | Lynn | 1
|  |  |  | Madison | 2
|  |  |  | Marion | 2
|  |  |  | Martin | 2
|  |  |  | Mason | 2
|  |  |  | Matagorda | 3
|  |  |  | Maverick | 3
|  |  |  | McCulloch | 2
|  |  |  | McLennan | 2
|  |  |  | McMullen | 3
|  |  |  | Medina | 3
|  |  |  | Menard | 2
|  |  |  | Midland | 2
|  |  |  | Milam | 3
|  |  |  | Mills | 2
|  |  |  | Mitchell | 2
|  |  |  | Montague | 2
|  |  |  | Montgomery | 3
|  |  |  | Moore | 1
|  |  |  | Morris | 2
|  |  |  | Motley | 1
N/A
|  |  |  | Nacogdoches | 2
|  |  |  | Navarro | 2
|  |  |  | Newton | 2
|  |  |  | Nolan | 2
|  |  |  | Nueces | 4
|  |  |  | Ochiltree | 1
|  |  |  | Oldham | 1
|  |  |  | Orange | 3
|  |  |  | Palo Pinto | 2
|  |  |  | Panola | 2
|  |  |  | Parker | 2
|  |  |  | Parmer | 1
|  |  |  | Pecos | 2
|  |  |  | Polk | 3
|  |  |  | Potter | 1
|  |  |  | Presidio | 2
|  |  |  | Rains | 2
|  |  |  | Randall | 1
|  |  |  | Reagan | 2
|  |  |  | Real | 2
|  |  |  | Red River | 2
|  |  |  | Reeves | 2
|  |  |  | Refugio | 4
|  |  |  | Roberts | 1
|  |  |  | Robertson | 2
|  |  |  | Rockwall | 2
|  |  |  | Runnels | 2
|  |  |  | Rusk | 2
|  |  |  | Sabine | 2
|  |  |  | San Augustine | 2
|  |  |  | San Jacinto | 3
|  |  |  | San Patricio | 4
|  |  |  | San Saba | 2
|  |  |  | Schleicher | 2
|  |  |  | Scurry | 2
|  |  |  | Shackelford | 2
|  |  |  | Shelby | 2
|  |  |  | Sherman | 1
|  |  |  | Smith | 2
|  |  |  | Somervell | 2
|  |  |  | Starr | 4
|  |  |  | Stephens | 2
|  |  |  | Sterling | 2
|  |  |  | Stonewall | 1
|  |  |  | Sutton | 2
|  |  |  | Swisher | 1
|  |  |  | Tarrant | 2
|  |  |  | Taylor | 2
|  |  |  | Terrell | 2
|  |  |  | Terry | 1
|  |  |  | Throckmorton | 2
|  |  |  | Titus | 2
|  |  |  | Tom Green | 2
|  |  |  | Travis | 2
|  |  |  | Trinity | 3
|  |  |  | Tyler | 3
|  |  |  | Upshur | 2
|  |  |  | Upton | 2
|  |  |  | Uvalde | 3
|  |  |  | Val Verde | 3
|  |  |  | Van Zandt | 2
|  |  |  | Victoria | 3
|  |  |  | Walker | 3
|  |  |  | Waller | 3
|  |  |  | Ward | 2
|  |  |  | Washington | 3
|  |  |  | Webb | 4
|  |  |  | Wharton | 3
|  |  |  | Wheeler | 1
|  |  |  | Wichita | 2
|  |  |  | Wilbarger | 1
|  |  |  | Willacy | 4
|  |  |  | Williamson | 2
|  |  |  | Wilson | 3
|  |  |  | Winkler | 2
|  |  |  | Wise | 2
|  |  |  | Wood | 2
|  |  |  | Yoakum | 1
|  |  |  | Young | 2
|  |  |  | Zapata | 4
|  |  |  | Zavala | 3

## EFLH (hidden)
Zone | 3 | TXZONE
|  |  | TX EFLH Table - San Antonio | Air Cooled Chiller | Water Cooled Chiller | DX | PTRoom | Air Cooled Chiller | Water Cooled Chiller | DX | PTRoom | Air Cooled Chiller | Water Cooled Chiller | DX | PTRoom | DX | PTRoom
|  |  | Building Type | CFAir Cooled Chiller | CFWater Cooled Chiller | CFDX | CFPTRoom | NCPAir Cooled Chiller | NCPWater Cooled Chiller | NCPDX | NCPPTRoom | EFLHcAir Cooled Chiller | EFLHcWater Cooled Chiller | EFLHcDX | EFLHcPTRoom | EFLHhDX | EFLHhPTRoom | Column1
|  |  | Data Center | 0 | 0 | 1 | 0 | 0 | 0 | 1 | 0 | 0 | 0 | 4022 | 0 | 107 | 0 | TXEqDataCenter |  |  | Unitary Air Conditioner | Unitary Heat Pump | Computer Room AC | Single Package Vertical Air Conditioner | Single Package Vertical Heat Pump
|  |  | Education (College/University) | 0.84 | 0.52 | 1 | 0 | 0.89 | 0.72 | 1 | 0 | 2173 | 3894 | 2101 | 0 | 107 | 0 | TXEqEducationCollegeUniversity | Air Cooled Chiller | Water Cooled Chiller | Unitary Air Conditioner | Unitary Heat Pump | Single Package Vertical Air Conditioner | Single Package Vertical Heat Pump
|  |  | Education (Primary School) | 0.55 | 0.58 | 1 | 0.85 | 0.6 | 0.63 | 1 | 0.88 | 915 | 1716 | 1633 | 1330 | 251 | 86 | TXEqEducationPrimarySchool | Air Cooled Chiller | Water Cooled Chiller | Unitary Air Conditioner | Unitary Heat Pump | Packaged Terminal Air Conditioner | Packaged Terminal Heat Pump | Room Air Conditioner | Single Package Vertical Air Conditioner | Single Package Vertical Heat Pump
|  |  | Education (Secondary School) | 0.84 | 0.52 | 1 | 0.86 | 0.89 | 0.72 | 1 | 0.9 | 1477 | 2647 | 1429 | 1163 | 281 | 96 | TXEqEducationSecondarySchool | Air Cooled Chiller | Water Cooled Chiller | Unitary Air Conditioner | Unitary Heat Pump | Packaged Terminal Air Conditioner | Packaged Terminal Heat Pump | Room Air Conditioner | Single Package Vertical Air Conditioner | Single Package Vertical Heat Pump
|  |  | Food Sales (Convenience) | 0 | 0 | 1 | 0.82 | 0 | 0 | 1 | 0.9 | 0 | 0 | 2307 | 1878 | 107 | 120 | TXEqFoodSalesConvenience |  |  | Unitary Air Conditioner | Unitary Heat Pump | Packaged Terminal Air Conditioner | Packaged Terminal Heat Pump | Room Air Conditioner | Single Package Vertical Air Conditioner | Single Package Vertical Heat Pump
|  |  | Food Sales (Supermarket) | 0.77 | 0.68 | 0.61 | 0 | 0.82 | 0.76 | 0.65 | 0 | 1184 | 1652 | 829 | 0 | 107 | 0 | TXEqFoodSalesSupermarket |  |  | Unitary Air Conditioner | Unitary Heat Pump | Single Package Vertical Air Conditioner | Single Package Vertical Heat Pump
|  |  | Food Service (Full Service Restaurant) | 0 | 0 | 1 | 0.85 | 0 | 0 | 1 | 0.9 | 0 | 0 | 2249 | 1831 | 542 | 185 | TXEqFoodServiceFullServiceRestaurant |  |  | Unitary Air Conditioner | Unitary Heat Pump | Packaged Terminal Air Conditioner | Packaged Terminal Heat Pump | Room Air Conditioner | Single Package Vertical Air Conditioner | Single Package Vertical Heat Pump
|  |  | Food Service (24-hr Full Service Rest.) | 0 | 0 | 1 | 0.86 | 0 | 0 | 1 | 0.91 | 0 | 0 | 2548 | 2075 | 680 | 232 | TXEqFoodService24hrFullServiceRest |  |  | Unitary Air Conditioner | Unitary Heat Pump | Packaged Terminal Air Conditioner | Packaged Terminal Heat Pump | Room Air Conditioner | Single Package Vertical Air Conditioner | Single Package Vertical Heat Pump
|  |  | Food Service (Quick Service Restaurant) | 0 | 0 | 1 | 0.82 | 0 | 0 | 1 | 0.9 | 0 | 0 | 1996 | 1625 | 405 | 138 | TXEqFoodServiceQuickServiceRestaurant |  |  | Unitary Air Conditioner | Unitary Heat Pump | Packaged Terminal Air Conditioner | Packaged Terminal Heat Pump | Room Air Conditioner | Single Package Vertical Air Conditioner | Single Package Vertical Heat Pump
|  |  | Food Service (24-hr Quick Service Rest.) | 0 | 0 | 1 | 0.85 | 0 | 0 | 1 | 0.9 | 0 | 0 | 2311 | 1882 | 599 | 205 | TXEqFoodService24hrQuickServiceRest |  |  | Unitary Air Conditioner | Unitary Heat Pump | Packaged Terminal Air Conditioner | Packaged Terminal Heat Pump | Room Air Conditioner | Single Package Vertical Air Conditioner | Single Package Vertical Heat Pump
|  |  | Healthcare (Inpatient) | 0.85 | 0.73 | 0.94 | 0 | 0.89 | 0.85 | 0.98 | 0 | 3115 | 4015 | 3534 | 0 | 107 | 0 | TXEqHealthcareHospital | Air Cooled Chiller | Water Cooled Chiller | Unitary Air Conditioner | Unitary Heat Pump | Single Package Vertical Air Conditioner | Single Package Vertical Heat Pump
|  |  | Healthcare (Outpatient) | 0.98 | 0.69 | 0.86 | 0 | 1.06 | 0.73 | 0.9 | 0 | 2009 | 2401 | 2925 | 0 | 223 | 0 | TXEqHealthcareOutpatient |  |  | Unitary Air Conditioner | Unitary Heat Pump | Single Package Vertical Air Conditioner | Single Package Vertical Heat Pump
|  |  | Large Multifamily (Midrise Apartment) | 0.63 | 0.61 | 1 | 0 | 0.66 | 0.69 | 1 | 0 | 1378 | 2528 | 2429 | 0 | 107 | 0 | TXEqLargeMultifamilyMidriseApartment | Air Cooled Chiller | Water Cooled Chiller | Unitary Air Conditioner | Unitary Heat Pump | Single Package Vertical Air Conditioner | Single Package Vertical Heat Pump
|  |  | Lodging (Large Hotel) | 0.61 | 0.68 | 0.72 | 0.58 | 0.98 | 1 | 0.76 | 0.61 | 2595 | 3180 | 2600 | 2117 | 307 | 105 | TXEqLodgingLargeHotel | Air Cooled Chiller | Water Cooled Chiller | Unitary Air Conditioner | Unitary Heat Pump | Packaged Terminal Air Conditioner | Packaged Terminal Heat Pump | Room Air Conditioner | Single Package Vertical Air Conditioner | Single Package Vertical Heat Pump
|  |  | Lodging (Nursing Home) | 0.63 | 0.61 | 1 | 0.84 | 0.66 | 0.69 | 1 | 0.87 | 1400 | 2568 | 2467 | 2009 | 107 | 33 | TXEqLodgingNursingHome | Air Cooled Chiller | Water Cooled Chiller | Unitary Air Conditioner | Unitary Heat Pump | Packaged Terminal Air Conditioner | Packaged Terminal Heat Pump | Room Air Conditioner | Single Package Vertical Air Conditioner | Single Package Vertical Heat Pump
|  |  | Lodging (Small Hotel) | 0 | 0 | 0.68 | 0.54 | 0 | 0 | 0.71 | 0.57 | 0 | 0 | 2421 | 1971 | 147 | 50 | TXEqLodgingSmallHotel |  |  | Unitary Air Conditioner | Unitary Heat Pump | Packaged Terminal Air Conditioner | Packaged Terminal Heat Pump | Room Air Conditioner | Single Package Vertical Air Conditioner | Single Package Vertical Heat Pump
|  |  | Mercantile (Stand Alone) | 0.77 | 0.68 | 1 | 0 | 0.82 | 0.76 | 1 | 0 | 1184 | 1652 | 1554 | 0 | 230 | 0 | TXEqMercantileStandAlone | Air Cooled Chiller | Water Cooled Chiller | Unitary Air Conditioner | Unitary Heat Pump | Single Package Vertical Air Conditioner | Single Package Vertical Heat Pump
|  |  | Mercantile (24-hr Stand Alone) | 0.81 | 0.71 | 1 | 0 | 0.86 | 0.79 | 1 | 0 | 1642 | 2488 | 2059 | 0 | 276 | 0 | TXEqMercantile24hrStandAlone | Air Cooled Chiller | Water Cooled Chiller | Unitary Air Conditioner | Unitary Heat Pump | Single Package Vertical Air Conditioner | Single Package Vertical Heat Pump
|  |  | Mercantile (Strip Mall) | 0 | 0 | 0.97 | 0.78 | 0 | 0 | 1 | 0.82 | 0 | 0 | 1467 | 1194 | 247 | 84 | TXEqMercantileStripMall |  |  | Unitary Air Conditioner | Unitary Heat Pump | Packaged Terminal Air Conditioner | Packaged Terminal Heat Pump | Room Air Conditioner | Single Package Vertical Air Conditioner | Single Package Vertical Heat Pump
|  |  | Office (Large) | 0.98 | 0.69 | 1 | 0 | 1.06 | 0.73 | 1 | 0 | 2009 | 2401 | 2866 | 0 | 175 | 0 | TXEqOfficeLarge | Air Cooled Chiller | Water Cooled Chiller | Unitary Air Conditioner | Unitary Heat Pump | Single Package Vertical Air Conditioner | Single Package Vertical Heat Pump
|  |  | Office (Medium) | 0 | 0 | 0.83 | 0 | 0 | 0 | 0.9 | 0 | 0 | 0 | 1523 | 0 | 107 | 0 | TXEqOfficeMedium |  |  | Unitary Air Conditioner | Unitary Heat Pump | Single Package Vertical Air Conditioner | Single Package Vertical Heat Pump
|  |  | Office (Small) | 0 | 0 | 1 | 0.8 | 0 | 0 | 1 | 0.84 | 0 | 0 | 1598 | 1301 | 147 | 50 | TXEqOfficeSmall |  |  | Unitary Air Conditioner | Unitary Heat Pump | Packaged Terminal Air Conditioner | Packaged Terminal Heat Pump | Room Air Conditioner | Single Package Vertical Air Conditioner | Single Package Vertical Heat Pump
|  |  | Public Assembly | 0.55 | 0.58 | 1 | 0 | 0.6 | 0.63 | 1 | 0 | 1231 | 2307 | 2196 | 0 | 107 | 0 | TXEqPublicAssembly | Air Cooled Chiller | Water Cooled Chiller | Unitary Air Conditioner | Unitary Heat Pump | Single Package Vertical Air Conditioner | Single Package Vertical Heat Pump
|  |  | Religious Worship | 0.77 | 0.68 | 0.68 | 0 | 0.82 | 0.76 | 0.71 | 0 | 713 | 994 | 602 | 0 | 107 | 0 | TXEqReligiousWorship | Air Cooled Chiller | Water Cooled Chiller | Unitary Air Conditioner | Unitary Heat Pump | Single Package Vertical Air Conditioner | Single Package Vertical Heat Pump
|  |  | Service | 0 | 0 | 1 | 0 | 0 | 0 | 1 | 0 | 0 | 0 | 1742 | 0 | 107 | 0 | TXEqService |  |  | Unitary Air Conditioner | Unitary Heat Pump | Single Package Vertical Air Conditioner | Single Package Vertical Heat Pump
|  |  | Warehouse | 0 | 0 | 0.92 | 0 | 0 | 0 | 1 | 0 | 0 | 0 | 718 | 0 | 107 | 0 | TXEqWarehouse |  |  | Unitary Air Conditioner | Unitary Heat Pump | Single Package Vertical Air Conditioner | Single Package Vertical Heat Pump
|  |  | Other | 0.55 | 0.58 | 0.61 | 0.54 | 0.6 | 0.63 | 0.65 | 0.57 | 713 | 994 | 602 | 1163 | 107 | 33 | TXEqOther | Air Cooled Chiller | Water Cooled Chiller | Unitary Air Conditioner | Unitary Heat Pump | Single Package Vertical Air Conditioner | Single Package Vertical Heat Pump
|  |  | Manufacturing | 0.98 | 0.69 | 0 | 0 | 1.06 | 0.73 | 0 | 0 | 2009 | 2401 | 0 | 0 | 107 | 0 | TXEqManufacturing | Air Cooled Chiller | Water Cooled Chiller
Note on S3: Alex Butterwick: Using 107 hours to match "Other" if no value is provided.

## Utility Admin (hidden)
[15 empty] | $/NCP | [14 empty] | $/kW | [14 empty] | $/kWh
0 | 0 | 00 | #N/A | 0 | 000 | #N/A | #N/A | #N/A | #N/A | #N/A | #N/A | #N/A | #N/A | #N/A | #N/A | #N/A | #N/A | #N/A | #N/A | #N/A | #N/A | #N/A | #N/A | #N/A | #N/A | #N/A | #N/A | #N/A | #N/A | #N/A | #N/A | #N/A | #N/A | #N/A | #N/A | #N/A | #N/A | #N/A | #N/A | #N/A | #N/A | #N/A | #N/A | #N/A | #N/A | #N/A | #N/A | #N/A | #N/A | #N/A | #N/A | #N/A | #N/A | #N/A | #N/A | #N/A | #N/A | #N/A | #N/A
State | Utilities |  |  |  |  | Abs Cap | % Cap |  | Early Retirement? | TRM | ACkW | ACkWh | discount | escalation | Air Cooled Chiller | Water Cooled Chiller | Unitary Air Conditioner | Unitary Heat Pump | Packaged Terminal Air Conditioner | Packaged Terminal Heat Pump | Room Air Conditioner | Room Heat Pump | VRF Air Conditioner | VRF Heat Pump | Single Package Vertical Air Conditioner | Single Package Vertical Heat Pump | Computer Room AC | Geothermal Air Conditioner | Geothermal Heat Pump | Air Cooled Chiller | Water Cooled Chiller | Unitary Air Conditioner | Unitary Heat Pump | Packaged Terminal Air Conditioner | Packaged Terminal Heat Pump | Room Air Conditioner | Room Heat Pump | VRF Air Conditioner | VRF Heat Pump | Single Package Vertical Air Conditioner | Single Package Vertical Heat Pump | Computer Room AC | Geothermal Air Conditioner | Geothermal Heat Pump | Air Cooled Chiller | Water Cooled Chiller | Unitary Air Conditioner | Unitary Heat Pump | Packaged Terminal Air Conditioner | Packaged Terminal Heat Pump | Room Air Conditioner | Room Heat Pump | VRF Air Conditioner | VRF Heat Pump | Single Package Vertical Air Conditioner | Single Package Vertical Heat Pump | Computer Room AC | Geothermal Air Conditioner | Geothermal Heat Pump
LA | CLECO | LACLECO | CLECO | Large C&I | LACLECOLarge C&I | 25000 | 100% | 25000 | ERNo | ARTRM3 | [34 empty] | 0.15 | 0.15 | 0.15 | 0.15 | 0.15 | 0.15 | 0.15 | 0.15 | 0.15 | 0.15 | 0.15 | 0.15
LA | CLECO | LACLECO | CLECO | Small Business | LACLECOSmall Business | 25000 | 100% | 25000 | ERNo | ARTRM3 | [34 empty] | 0.16 | 0.16 | 0.16 | 0.16 | 0.16 | 0.16 | 0.16 | 0.16 | 0.16 | 0.16 | 0.16 | 0.16
LA | Entergy Gulf States | LAEntergy Gulf States | EGSL | Large C&I | LAEntergy Gulf StatesLarge C&I | 25000 | 100% | 25000 | ERNo | ARTRM3 | [34 empty] | 0.15 | 0.15 | 0.15 | 0.15 | 0.15 | 0.15 | 0.15 | 0.15 | 0.15 | 0.15 | 0.15 | 0.15
LA | Entergy Gulf States | LAEntergy Gulf States | EGSL | Small Business | LAEntergy Gulf StatesSmall Business | 25000 | 100% | 25000 | ERNo | ARTRM3 | [34 empty] | 0.16 | 0.16 | 0.16 | 0.16 | 0.16 | 0.16 | 0.16 | 0.16 | 0.16 | 0.16 | 0.16 | 0.16
LA | Entergy Louisiana | LAEntergy Louisiana | ELL | Large C&I | LAEntergy LouisianaLarge C&I | 25000 | 100% | 25000 | ERNo | ARTRM3 | [34 empty] | 0.15 | 0.15 | 0.15 | 0.15 | 0.15 | 0.15 | 0.15 | 0.15 | 0.15 | 0.15 | 0.15 | 0.15
LA | Entergy Louisiana | LAEntergy Louisiana | ELL | Small Business | LAEntergy LouisianaSmall Business | 25000 | 100% | 25000 | ERNo | ARTRM3 | [34 empty] | 0.16 | 0.16 | 0.16 | 0.16 | 0.16 | 0.16 | 0.16 | 0.16 | 0.16 | 0.16 | 0.16 | 0.16
LA | Entergy New Orleans | LAEntergy New Orleans | ENO | Large C&I | LAEntergy New OrleansLarge C&I | 50000 | 100% | 50000 | ERNo | ARTRM3 | [34 empty] | 0.12 | 0.12 | 0.12 | 0.12 | 0.12 | 0.12 | 0.12 | 0.12 | 0.12 | 0.12 | 0.12 | 0.12
LA | Entergy New Orleans | LAEntergy New Orleans | ENO | Small Business | LAEntergy New OrleansSmall Business | 50000 | 100% | 50000 | ERNo | ARTRM3 | [34 empty] | 0.12 | 0.12 | 0.12 | 0.12 | 0.12 | 0.12 | 0.12 | 0.12 | 0.12 | 0.12 | 0.12 | 0.12
LA | SWEPCO Louisiana | LASWEPCO Louisiana | SWEPCOLA | Large C&I | LASWEPCO LouisianaLarge C&I | 5000 | 80% | 5000 | ERNo | ARTRM3 | [34 empty] | 0.15 | 0.15 | 0.15 | 0.15 | 0.15 | 0.15 | 0.15 | 0.15 | 0.15 | 0.15 | 0.15 | 0.15
TX | CPS Energy | TXCPS Energy | CPS | Commercial & Industrial | TXCPS EnergyCommercial & Industrial | 999999 | 75% | 999999 | ERYes | CPS | 92.18 | 0.077 | 6.6% | 2% | 525 | 525 | 350 | 350 | 350 | 350 | 350 | 350 | 350 | 350 | 350 | 350 | 350 | 350 | 350 | [15 empty] | 0.05 | 0.05 | 0.05 | 0.05 | 0.05 | 0.05 | 0.05 | 0.05 | 0.05 | 0.05 | 0.05 | 0.05 | 0.05 | 0.05 | 0.05
TX | CPS Energy | TXCPS Energy | CPS | Schools & Institutions | TXCPS EnergySchools & Institutions | 999999 | 75% | 999999 | ERYes | CPS | 92.18 | 0.077 | 6.6% | 2% | 525 | 525 | 350 | 350 | 350 | 350 | 350 | 350 | 350 | 350 | 350 | 350 | 350 | 350 | 350 | [15 empty] | 0.05 | 0.05 | 0.05 | 0.05 | 0.05 | 0.05 | 0.05 | 0.05 | 0.05 | 0.05 | 0.05 | 0.05 | 0.05 | 0.05 | 0.05
TX | CPS Energy | TXCPS Energy | CPS | Small Business | TXCPS EnergySmall Business | 999999 | 80% | 999999 | ERYes | CPS | 92.18 | 0.077 | 6.6% | 2% | 550 | 550 | 550 | 550 | 550 | 550 | 550 | 550 | 550 | 550 | 550 | 550 | 550 | 550 | 550 | [15 empty] | 0 | 0 | 0 | 0 | 0 | 0 | 0 | 0 | 0 | 0 | 0 | 0 | 0 | 0 | 0
MS | Mississippi Power | MSMississippi Power | MSP | Large C&I | MSMississippi PowerLarge C&I | 30000 | 100% | 30000 | ERNo | ARTRM3 | [34 empty] | 0.12 | 0.12 | 0.12 | 0.12 | 0.12 | 0.12 | 0.12 | 0.12 | 0.12 | 0.12 | 0.12 | 0.12
MS | Mississippi Power | MSMississippi Power | MSP | Small Business | MSMississippi PowerSmall Business | 999999 | 90% | 999999 | ERNo | ARTRM3 | [34 empty] | 0.16 | 0.16 | 0.16 | 0.16 | 0.16 | 0.16 | 0.16 | 0.16 | 0.16 | 0.16 | 0.16 | 0.16
OK | Oklahoma Gas & Electric | OKOklahoma Gas & Electric | OGEOK | Large C&I | OKOklahoma Gas & ElectricLarge C&I | 999999 | 50% | 999999 | ERNo | ARTRM9.2 | [34 empty] | 0.09 | 0.09 | 0.09 | 0.09 | 0.09 | 0.09 | 0.09 | 0.09 | [5 empty] | 0.11 | 0.11
OK | Oklahoma Gas & Electric | OKOklahoma Gas & Electric | OGEOK | Schools & Govt | OKOklahoma Gas & ElectricSchools & Govt | 999999 | 90% | 999999 | ERNo | ARTRM9.2 | [34 empty] | 0.14 | 0.14 | 0.14 | 0.14 | 0.14 | 0.14 | 0.14 | 0.14 | [5 empty] | 0.11 | 0.11
OK | Oklahoma Gas & Electric | OKOklahoma Gas & Electric | OGEOK | Small Business | OKOklahoma Gas & ElectricSmall Business | 999999 | 90% | 999999 | ERNo | ARTRM9.2 | [34 empty] | 0.09 | 0.09 | 0.09 | 0.09 | 0.09 | 0.09 | 0.09 | 0.09 | [5 empty] | 0.11 | 0.11
AR | Oklahoma Gas & Electric | AROklahoma Gas & Electric | OGEAR | Small Business | AROklahoma Gas & ElectricSmall Business | 999999 | 90% | 999999 | ERNo | ARTRM9.2 | [34 empty] | 0.16 | 0.16 | 0.16 | 0.16 | 0.16 | 0.16 | 0.16 | 0.16
AR | Oklahoma Gas & Electric | AROklahoma Gas & Electric | OGEAR | Commercial Standard Offer Program | AROklahoma Gas & ElectricCommercial Standard Offer Program | 999999 | 80% | 999999 | ERNo | ARTRM9.2 | [34 empty] | 0.14 | 0.14 | 0.14 | 0.14 | 0.14 | 0.14 | 0.14 | 0.14
LA | MS | AR | OK | TX
CLECO | Mississippi Power | Oklahoma Gas & Electric | Oklahoma Gas & Electric | CPS Energy
Entergy Gulf States
Entergy Louisiana
Entergy New Orleans
SWEPCO Louisiana
PPI:
Account #:
Name on Account or Tax ID:
| PPI Hide Trigger: | TRUE

## Version Log (hidden)
Version Log
Version | Date | Reason for Change | Change Description | Lead Developer | Supporting Developers (QA/QC)
|  |  | Changed "ROB" to "Replace on Burnout" for [Application Type] dropdown | Adam Keeling
Add conditional formatting to [Heating Type] to go dark when [Equipment Type 2] is Heat Pump to not ask for heating type
Removed "Heat Pump" from dropdown options on [Heating Type]
Add conditional formatting for existing equipment information to go dark when [Project Type] = "New Construction"
Moved [Cooling Capacity] from Existing Equipment section to New Equipment section
Added "Unknown" option to [Existing Equipment Manuf. Year]
Added [Year to Use] that is hidden and pulls from [Existing Equipment Manuf. Year] unless it is "Unknown", then uses "1996"
Changed [Heating Efficiency] dropdown options to "HSPF" and "COP"
Changed formula for [Heating] under Efficiency Requirements section to account for "HSPF" and "COP" options
Changed ROB baseline, New Construction baseline, and Min. Efficiency lookups to reference New Equipment Type instead of Existing Equipment Type
Added [Eligible?] fields to both heating and cooling sections to ensure New Equipment is greater than Min. Efficiency
Removed all locks to Column C that previously caused all other columns to refer back to 1st equipment type
Changed ends of [Heating Baseline] fields to when [Heating Type] = "Electric Resistance", to use 3.516 kW/ton
Changed [New Heating (kW/ton)] to account for new Heating Efficiency options of "HSPF" and "COP"
Changed HSPF to kW/ton conversion from 3.516 to 12
Added 41 and 42 to list
Added option for "All Systems 5.42 to 11.25 tons" to dropdown when Unitary Heat Pump
add btuh option
darken fields not needed for entry
add utilities
EFLH - adjust for south zone
add incentive
fix PTAC calcs
added # of units
added incentive caps
added "Check Min Eff" message when minimum efficiency requirements not met
add geothermal
| 2015-09-02 |  | Changed EFLH to IECC 2003 zones to match ADM's LA EFLH
MS Zone 7 still using AR TRM Zone 7
| 2015-09-14 |  | MS Zone 6 changed to use AR TRM Zone 6
Updated baseline for <65k Btuh to 14 SEER 8.2 HSPF
Updated RUL tables to match AR TRM
| 2015-09-28 |  | Changed baseline efficiencies for chillers to match AR TRM
| 2015-09-29 |  | Fixed part load baseline lookup for early retirement
| 2016-01-14 |  | Removed Early Retirement option as it does not pass TRC
Fixed Packaged Terminal efficiency calculation
Added Non Standard PTAC and PTHP
Added OK counties and OG&E
Removed Geothermal since they are not in AR TRM
Added heating type when DX Unitary AC
| 2016-02-24 |  | Added VRF
Removed repetition of entering size when selecting type
Fixed kWh heat
Removed non-relevant efficiencies (e.g. PL for PTAC, Room)
<65k baseline to 13
| 2016-03-08 |  | Fixed AC>760k
Required AC in order to have heating type options
Allowed EER to be selected for Room Heat Pump
Swapped state and utility selection
Limited Program selection based on utility
Fixed VRF <65k calc
| 2016-03-14 |  | Added language to Report to warn of incentive caps
| 2016-03-21 |  | Added Heating type when DX Unitary HP
Converted all 3.516 to 12/3.412 for consistency in rounding with the AR TRM
| 2016-05-02 |  | added OG&E AR
OG&E OK Schools & Govt cap changed to 90%
Fixed total sum on Inventory sheet
Removed non-AR TRM measures from OK and AR
| 2016-05-05 |  | Fixed incentive lookups and cap lookups
| 2016-07-11 |  | Added CPS, EFLH tables, counties, programs, equipment type
| 2016-08-03 |  | added early retirement for CPS
Added Room AC casement only and casement sliders
| 2016-08-18 |  | Corrected economic inputs for CPS (discount rate, avoided costs, escalation)
| 2016-08-22 |  | Added IECC 2015 for CPS
| 2016-08-31 |  | Updated EFLH and CF and NCP for CPS
Changed NCP savings calcs to use part-load instead of full-load efficiencies
| 2016-09-07 |  | Changed EFLHh for CPS to Frontier values
Changed CPS incentive caps
| 2016-09-09 |  | Set EFLHh and PTAC coefficients for CPS
| 2016-09-20 |  | Set all factors for PTACs to Frontier values
| 2016-10-25 |  | Change NCP savings calcs back to using full-load
Update EFLH, CF, and NCP to guidebook
16.1.3 | 2016-11-18 |  | Added small business programs for LAMS and CPS
Fixed bug on Report sheet - existing kW and kWh use was wrong (H49:I49)
Added Path B chiller baselines
Divided split AC under 65k into 1 phase and 3 phase for TX/CPS
Added new tier for 300-600 tons for WCC for IECC2015
updated SWEPCO LA incentive cap to be based on kW
Changed Room AC to use PTAC factors for CPS
added "Redundant Chiller", CAF factor, and use part-load eff for kW if redundant
changed early retirement savings calcs to use existing capacity
added heating capacity input and changed kWh heating to use it
added adjustment for ACC to WCC early retirement measures to subtract cooling tower and pump
17.1.1 | 2016-12-19 |  | turned off screen updating in macro
added OG&E AR small biz
| 2016-12-21 |  | added quantity for early retirement. Changed savings calcs to depend on it.
| 2016-12-23 |  | Added assumed age of equipment if unknown
Added check for capacity to be within 80% and 120% or pre capacity if early retirement
moved EUL and RUL to Equipment Lookups
Fixed data validation on equipment type
17.1.2 | 2017-03-15 |  | Fixed issue of ER from AC to HP not giving heating savings | Adam Groenhuzyen
17.2.1 | 2017-04-20 |  | Added sheet progression | Adam Groenhuzyen
| 2017-05-05 |  | added equipment type for acch, centrifugal has different ML. Also combined reciprocating & screw/scroll for wcch. | Adam Groenhuzyen
|  |  | Expanded to 25 rows | Adam Groenhuzyen
|  |  | changed efficiency unit lookup to depend on equipment type | Adam Groenhuzyen
17.2.2 | 2017-05-16 |  | updated OG&E AR incentive rates | Adam Groenhuzyen
17.2.3 | 2017-06-02 |  | fixed lookup error for pre retrofit chillers | Adam Groenhuzyen
17.2.4 | 2017-07-19 |  | Serial #'s turn red if there are duplicates. Added macros to show/hide chiller-related columns and heating capacity columns unless there is a chiller or a heat pump, respectively, in the inventory. | Adam Groenhuzyen
18.0.0 | 2017-10-20 |  | Added Summary tab | Adam Groenhuzyen
|  |  | Fixed error where room AC's/PTACs were not showing demand savings | Adam Groenhuzyen
| 2017-11-21 |  | Updated OK/AR EFLH's for AR TRM 7 | Adam Groenhuzyen
18.0.1 | 2018-02-15 |  | Updated ChangeLog to CR VersionLog format | Adam Groenhuzyen
|  |  | changed "minimum efficiency requirement" columns to show 3 decimals for kW/ton | Adam Groenhuzyen
18.1.0 | 2018-02-22 |  | Added updates for 2018-2019 CPS Guidebook | Adam Groenhuzyen
18.1.1 | 2018-06-25 |  | Fixed error with TX equipment lookups | Adam Groenhuzyen
|  |  | Updated efficienies for IECC2009 HP <65kbtuh to match 2015+ values | Adam Groenhuzyen
|  |  | Changed Early Retirement calculations to use version year rather than current year (to prevent issues of savings changing when re-opening file in a future year) | Adam Groenhuzyen
18.1.2 | 2018-07-25 |  | Updated heating efficienies for IECC2009 HP <65kbtuh to match 2015+ values | Adam Groenhuzyen
18.2.0 | 2018-08-24 |  | Added HidePPI Macro | Adam Groenhuzyen
Removed ER manuf years that are all ROB now.
18.2.1 | 2018-09-04 |  | previous version distributed with data in chiller-specific columns | Adam Groenhuzyen
19.0.0 | 2018-12-26 |  | Updated ER calcs to use easily found & adjustable program year input | Adam Groenhuzyen
|  |  | Added new columns for custom EFLH, CF, NCF, hidden by default. Must unlock workbook to unhide, keeping this capability only within engineering. | Adam Groenhuzyen
|  |  | Added "reset workbook" macro | Adam Groenhuzyen
19.1.0 | 2019-02-04 |  | Changed minimum efficiencies from "IECC" references to "TRM" references. Updated minimum efficiencies for AR TRM 8. | Adam Groenhuzyen
|  |  | Added macro button on Summary to show/hide custom weather info | Adam Groenhuzyen
|  |  | Moved things around in Inventory, eliminated one of the cooling efficiency dropdowns and simplified the other to kW/ton or EER options | Adam Groenhuzyen
|  |  | Added Path B compatibility for AR TRM 8. Updated lookups to default to Path A if a path is not indicated. | Adam Groenhuzyen
| 2019-02-13 |  | Added CRAC for CPS. Updated all RUL's for CPS. Updated Room AC baselines for All. Added "Data Centers" building type for CPS. | Adam Groenhuzyen
|  |  | Moved some of the chiller specific columns around in a way that made more sense. | Adam Groenhuzyen
19.1.1 | 2019-03-04 |  | Updated ER tables for finalized CPS Guidebook | Adam Groenhuzyen
| 2019-04-04 |  | Added Instructions sheet | Adam Groenhuzyen
|  |  | Updated CPS Early Retirement Rates | Adam Groenhuzyen
| 2019-05-29 |  | Capped ER savings at minimum of 0 | Adam Groenhuzyen
19.2 |  |  | Minor changes not documented | Adam Groenhuzyen
19.3 | 2019-08-16 |  | Added dev unlock | Adam Groenhuzyen
|  |  | Overhauled geothermal equipment & added for OK, CPS | Adam Groenhuzyen
| 2019-08-22 |  | Updated Inventory formatting, added serial # column for removed equipment, added auto-populating units | Adam Groenhuzyen
| 2019-08-29 |  | Added baseline efficiency override option | Adam Groenhuzyen
20 | 2019-12-16 |  | General updates for 2020 | Adam Groenhuzyen
| 2019-01-21 |  | Updated workbook passwords to new set | Adam Groenhuzyen
|  |  | Added incentive override feature | Adam Groenhuzyen
20.0.1 | 2020-10-19 |  | Updated OGE SAGE Incentive | Adam Groenhuzyen
21 | 2020-11-25 |  | rounded PTAC baselines to 0.1EER | Adam Groenhuzyen
|  |  | Inventory now shows EFLH/CF for OG&E | Adam Groenhuzyen
|  |  | Tidied up some of the VBA | Adam Groenhuzyen
|  |  | Removed LA/MS from back-end tables | Adam Groenhuzyen
|  |  | Added line item equipment cost | Adam Groenhuzyen
21.0.1 | 2021-02-01 |  | Fixed bug in line item cost | Adam Groenhuzyen
22 | 2022-02-02 |  | 2022 CPS Guidebook no longer segregates unitary baseline values by heating type. Updated values for CPS. | Adam Groenhuzyen
|  |  | Updated manufacture year picklist & early retirement baseline lookups to 1993-2021 | Adam Groenhuzyen
|  |  | Added DSMT export functionality - to be finalized in v22.1 | Adam Groenhuzyen
22.1 | 2022-03-22 |  | Fixed logic handling >20% capacity decrease in ER | Adam Groenhuzyen
|  |  | Changed ProgramYear to a dynamic named range referencing the version | Adam Groenhuzyen
|  |  | Updated assumed age for all equipment types to equal EUL | Adam Groenhuzyen
| 2022-04-25 |  | Updated avoided costs for CPS FY22 | Adam Groenhuzyen
23 | 2023-01-30 |  | Updates for SEER2, updated some baselines for AR TRM | Adam Groenhuzyen
23.1 | 2023-04-07 |  | Updated CPS avoided costs for 2023 | Adam Groenhuzyen
24 | 2024-01-10 |  | Incremented version # to 2024 | Adam Groenhuzyen
|  |  | Updated Unitary >5.4T baselines for AR TRM | Adam Groenhuzyen
|  |  | Revamped PTAC/PTHP baseline lookup | Adam Groenhuzyen
|  |  | Fixed Summary formulas omitting CRAC | Adam Groenhuzyen
24.1 | 2024-07-17 |  | Updated for PY2025 CPS TRM: Removed Redundant Chiller input | Adam Groenhuzyen
|  |  | removed formulas for Manuf Year list | Adam Groenhuzyen
25 | 2025-04-01 | New guidebook | Updated for FY26 CPS Energy Guidebook. Separating from South HVAC to make a CPS only calculator. See "0_FY26 CPS Calc Updates" file for more comprehensive changes. - Removed non TX States on project info tab - Removed upsizing criteria per FY26 guidebook - Updated ER retirement years on lookup tables - Added QA/QC Engineer column to version log | Alex Butterwick | Joshua Chiwuzie, Maxwell Carls
25.1 | 2025-08-12 | capping issue & ROB kW calculation issue | Fixed capping issue in column BD. For ER projects only, when downsizing, the pre-installed cooling capacity is limited to a maximum of 120 percent of the new equipment’s cooling capacity. There is no limit on upsizing because the savings are calculated using the lower pre-installed capacity ROB kW calculation for unitary equipment was pulling incorrect data. Fixed the cells in column CC to equal the NC methodology in column CG | Alex Butterwick
26 | 2026-01-09 | kW rounding | Updated kW rounding formulas to from 3 decimals to 2 decimals for DSMT incentive calculations. Updated DX CFs to cap at 1.0. Updated baseline lookup tables to match ACE Action Items (still needed): -Unitary: Add Split < 5.42 tons rated at ≥ 15.2 SEER2 -CHLR: Add Manufacturing EFLH & CFs | Alex Butterwick | Rodrigo Bonilla
26.1 | 2026-05-07 | PTAC/PTHP Baseline Efficiency Corrections | Corrected baseline efficiency lookup values for PTAC and PTHP equipment to align with federal standards (10 CFR 431.97). The issue was that capacity-dependent formulas designed for the 7,000-15,000 Btuh range were incorrectly being applied to <7,000 Btuh and >15,000 Btuh capacity ranges, which per federal standards should use flat efficiency values. | Alex Butterwick | Raul Guaracha
26.1 | 2026-05-07 | CRAC Baseline update | Updated the CPS (New Construction/ROB) baseline row to reflect the new DOE 10 CFR 431 federal standard effective May 28, 2024, replacing SCOP values with NSenCOP values from FY27 CPS Guidebook Table 13.5-2 | Alex Butterwick | Raul Guaracha
26.1 | 2026-05-07 | Added Manufacturing building type with chiller support only (Air Cooled & Water Cooled Chillers) | EFLH Sheet: Added row 31 to TX_EFLHSanAntonio table with Manufacturing data Created named range: TXEqManufacturing (EFLH!$AC$31:$AH$31) for Equipment Type dropdown Building Types Sheet: Added row 73 with Manufacturing definition and EFLH reference values Equipment restriction: Manufacturing limited to Air Cooled Chiller and Water Cooled Chiller only (no DX or PT/Room) | Alex Butterwick | Raul Guaracha
26.1 | 2026-05-07 | Added AC-to-HP conversion support | Updated Column BC formula (rows 8-32) to allow Unitary Air Conditioner → Unitary Heat Pump conversions for Early Retirement projects per FY27 CPS Guidebook Section 13.2 (Split and Packaged). Previously, these valid conversions were incorrectly flagged as unsupported equipment type changes. | Alex Butterwick | Raul Guaracha
26.1 | 2026-05-07 | Bug Fix - Lookup Errors | Enhanced formulas in columns BL, BM, BS, BT (rows 8-32) to auto-default Equipment Detail: 'Other' for Unitary AC/HP ≥65kbtuh, 'Split' for Unitary HP 45-65kbtuh, 'StandardSize' for PTAC/PTHP. Fixes #REF! and #N/A errors when Equipment Detail is blank. | Alex Butterwick | Raul Guaracha
26.1 | 2026-05-07 | General | Removed AR and OK EFLH and CFs from EFLH worksheet | Alex Butterwick | Raul Guaracha
26.1 | 2026-05-27 | CRAC Equipment Update | Added 4 new CRAC equipment types to the CRAC sheet and ComputerRoomAC named range: Air Cooled with Fluid Economizer (Downflow/Upflow) and Glycol Cooled with Fluid Economizer (Downflow/Upflow), per FY27 CPS Guidebook Tables 13.5-1 and 13.5-2. | Alex Butterwick | Raul Guaracha